{"text_format":"1","workbook":"xlsx","n_sheets":2,"sheets":["Main","Standard Kits"],"not_rendered":{"charts":0,"images":0,"macros":1,"external_links":0,"defined_names":4,"comments":1,"pivot_tables":0},"unopened":[],"bounds":{"document_bytes":16777216,"sheet_cells":100000,"rows_first":2000,"rows_last":500,"rows_between":2000,"halvings":0,"cell_chars":16384,"cell_head_chars":4096},"cells_cut":0,"cells_raw":0,"read":"whole","date_system":"1900"}

{"sheet":"Main","index":0,"n_rows":10,"n_cols":20,"rows_kept":10,"cut":false,"hidden":false,"merged":[[4,2,5,3],[9,19,9,21]]}
[]
[]
[null,null,"\n\n"]
[]
[null,null,"If the form did not load then you have macros disabled. Here's how to enable them:"]
[]
[]
[null,null,"If you have Excel 2003\n\n1. In the menubar, click TOOLS —> MACRO —> SECURITY\n2. Change your macro Security Level to Low\n3. Hit the \"OK\" button\n4. Save and reload file","If you have Excel 2007\n\n1. Click on the Office Ribbon button in the upper left\n2. Click on \"Excel Options\" button in the lower right\n3. Click the \"Trust Center\" button on the left\n4. Click the \"Trust Center Settings\" button at the lower right\n5. Select \"Macro Setting\"\n6. Select \"Enable all macros\" and hit \"OK\"\n7. Save and reload file"]
[]
[null,null,null,null,null,null,null,null,null,null,null,null,null,null,null,null,null,null,null,"Scroll Left for Launch Button"]

{"sheet":"Standard Kits","index":1,"n_rows":903,"n_cols":14,"rows_kept":903,"cut":false,"hidden":false,"merged":[[0,3,0,4]]}
[null,null,null,"Actuator Size",null,"Stroke length"]
["Type","Brand","Model","Min","Max","Range","Bracket Kit","Feedback Arm Linear","Plastic Coupling Wheel","Stainless Steel Coupling","Remarks","Hyperlink Datasheet","Date","Remark"]
["Linear","Armstrong","Python 1100","M-00","M-44-108","18-108mm (0.71-4.25\")","TGX:16152-695","TGX:16152-714",null,null,"4\" Long Feedback Arm","https://support.industry.siemens.com/cs/document/109739727/armstrong-python-1100-series-mounting-bracket-kit-for-sipart-ps2?dti=0&pnid=21112&lc=en-US","2016-07-25","Fortino: Added new custom linear mounting solution for Armstrong Python series 1100, TGX:16152-695"]
["Linear","Asahi",14,0,10000,"0-50.8mm (0\"-2\")","TGX:16152-1280","Feedback Arm Included",null,null,"IMPORTANT: Asahi kit part number 2462000 is required. Actuator must contain these parts","https://support.industry.siemens.com/cs/document/109739725/asahi-actuator-type-14-sipart-ps2-mounting-bracket-kit-installation-instructions?dti=0&pnid=21112&lc=en-US","2016-07-20","Fortino: Added new mounting kit; TGX:16152-1280, Asahi mounting for Type 14"]
["Linear","Badger",754,0,10000,"2-35 mm (0.08\"-1.38\")","TGX:16152-450","6DR4004-8VK",null,null,"for strokes: 2-35 mm (0.08\"-1.38\")","http://support.automation.siemens.com/US/view/en/27097303","2014-07-08","Juenemann: Launch of tool - MLFBs transfered from former list into tool"]
["Linear","Badger",754,0,10000,"35-130mm (1.38\"-5.12\")","TGX:16152-450","6DR4004-8VL",null,null,"for strokes: 35-130mm (1.38\"-5.12\")","http://support.automation.siemens.com/US/view/en/27097303","2014-07-08","Juenemann: Launch of tool - MLFBs transfered from former list into tool"]
["Linear","Badger",755,0,10000,"2-35 mm (0.08\"-1.38\")","TGX:16152-450","6DR4004-8VK",null,null,"for strokes: 2-35 mm (0.08\"-1.38\")","http://support.automation.siemens.com/US/view/en/27097303","2014-07-08","Juenemann: Launch of tool - MLFBs transfered from former list into tool"]
["Linear","Badger",755,0,10000,"35-130mm (1.38\"-5.12\")","TGX:16152-450","6DR4004-8VL",null,null,"for strokes: 35-130mm (1.38\"-5.12\")","http://support.automation.siemens.com/US/view/en/27097303","2014-07-08","Juenemann: Launch of tool - MLFBs transfered from former list into tool"]
["Linear","Bauman",16,0,10000,"2-35 mm (0.08\"-1.38\")","TGX:16152-450","6DR4004-8VK",null,null,"for strokes: 2-35 mm (0.08\"-1.38\")","http://support.automation.siemens.com/US/view/en/27097303","2014-07-08","Juenemann: Launch of tool - MLFBs transfered from former list into tool"]
["Linear","Bauman",16,0,10000,"35-130mm (1.38\"-5.12\")","TGX:16152-450","6DR4004-8VL",null,null,"for strokes: 35-130mm (1.38\"-5.12\")","http://support.automation.siemens.com/US/view/en/27097303","2014-07-08","Juenemann: Launch of tool - MLFBs transfered from former list into tool"]
["Linear","Bauman",32,0,10000,"2-35 mm (0.08\"-1.38\")","TGX:16152-520","6DR4004-8VK",null,null,"for strokes: 2-35 mm (0.08\"-1.38\")","http://support.automation.siemens.com/US/view/en/27102330","2014-07-08","Juenemann: Launch of tool - MLFBs transfered from former list into tool"]
["Linear","Bauman",32,0,10000,"35-130mm (1.38\"-5.12\")","TGX:16152-520","6DR4004-8VL",null,null,"for strokes: 35-130mm (1.38\"-5.12\")","http://support.automation.siemens.com/US/view/en/27102330","2014-07-08","Juenemann: Launch of tool - MLFBs transfered from former list into tool"]
["Linear","Bauman",54,0,10000,"2-35 mm (0.08\"-1.38\")","TGX:16152-520","6DR4004-8VK",null,null,"for strokes: 2-35 mm (0.08\"-1.38\")","http://support.automation.siemens.com/US/view/en/27102330","2014-07-08","Juenemann: Launch of tool - MLFBs transfered from former list into tool"]
["Linear","Bauman",54,0,10000,"35-130mm (1.38\"-5.12\")","TGX:16152-520","6DR4004-8VL",null,null,"for strokes: 35-130mm (1.38\"-5.12\")","http://support.automation.siemens.com/US/view/en/27102330","2014-07-08","Juenemann: Launch of tool - MLFBs transfered from former list into tool"]
["Linear","Bauman",70,0,10000,"2-35 mm (0.08\"-1.38\")","TGX:16152-520","6DR4004-8VK",null,null,"for strokes: 2-35 mm (0.08\"-1.38\")","http://support.automation.siemens.com/US/view/en/27102330","2014-07-08","Juenemann: Launch of tool - MLFBs transfered from former list into tool"]
["Linear","Bauman",70,0,10000,"35-130mm (1.38\"-5.12\")","TGX:16152-520","6DR4004-8VL",null,null,"for strokes: 35-130mm (1.38\"-5.12\")","http://support.automation.siemens.com/US/view/en/27102330","2014-07-08","Juenemann: Launch of tool - MLFBs transfered from former list into tool"]
["Linear","BSB","BSB",0,10000,"35-130mm (1.38\"-5.12\")","TGX:16152-900",null,null,null,"Feedback Arm Included","http://support.automation.siemens.com/US/view/en/57970350","2016-11-11","Fortino: Removed old part number TGX:16152-124 and replaced with TGX:16152-900"]
["Linear","CCI","Fairless Hills",0,10000,"0-50.8mm (0\"-2\")","TGX:16152-900","TGX:16152-712",null,null,"2\" Long Feedback Arm","http://support.automation.siemens.com/US/view/en/57970350","2014-07-08","Fortino: Removed old part number TGX:16152-845 and replaced with TGX:16152-900"]
["Linear","CCI","Fairless Hills",0,10000,"50.8-101.6mm (2\"-4\")","TGX:16152-900","TGX:16152-714",null,null,"4\" Long Feedback Arm","http://support.automation.siemens.com/US/view/en/57970350","2014-07-08","Fortino: Removed old part number TGX:16152-845 and replaced with TGX:16152-900"]
["Linear","CCI","Fairless Hills",0,10000,"101.6-152.4mm (4\"-6\")","TGX:16152-900",null,null,null,"6\" Feedback Arm Included","http://support.automation.siemens.com/US/view/en/57970350","2014-07-08","Fortino: Removed old part number TGX:16152-845 and replaced with TGX:16152-900"]
["Linear","CCI","Fairless Hills",0,10000,"152.4-254mm (6\"-10\")","TGX:16152-900","TGX:16152-720",null,null,"10\" Long Feedback Arm","http://support.automation.siemens.com/US/view/en/57970350","2014-07-08","Fortino: Removed old part number TGX:16152-845 and replaced with TGX:16152-900"]
["Linear","Copes Vulcan",600,0,10000,"35-130mm (1.38\"-5.12\")","TGX:16152-900",null,null,null,"Feedback Arm Included","http://support.automation.siemens.com/US/view/en/57970350","2016-11-11","Fortino: Removed old part number TGX:16152-445 and replaced with TGX:16152-900"]
["Linear","Copes Vulcan",700,60,160,"2-35 mm (0.08\"-1.38\")","TGX:16152-540","6DR4004-8VK",null,null,"for strokes: 2-35mm (0.08\"-1.38\") ","http://support.automation.siemens.com/US/view/en/99815404","2014-08-07","Fortino: Added note that Copes Vulcan TGX:16152-540 instruction's are not posted on the web."]
["Linear","Copes Vulcan",700,60,160,"35-130mm (1.38\"-5.12\")","TGX:16152-540"," 6DR4004-8VL",null,null,"for strokes: 35-130mm (1.38\"-5.12\")","http://support.automation.siemens.com/US/view/en/99815404","2014-08-07","Fortino: Added note that Copes Vulcan TGX:16152-540 instruction's are not posted on the web."]
["Linear","Fisher",473,100,100,"35-130mm (1.38\"-5.12\")","TGX:16152-900",null,null,null,"Feedback Arm Included","http://support.automation.siemens.com/US/view/en/57970350","2016-11-11","Fortino: Removed old part number TGX:16152-390 and replaced with TGX:16152-900"]
["Linear","Fisher",476,"Jam Nut","Jam Nut","0-254mm (0\"-10\")","TGX:16152-765",null,null,null,"Feedback Arm Included","http://support.automation.siemens.com/US/view/en/32471612","2014-07-08","Juenemann: Launch of tool - MLFBs transfered from former list into tool"]
["Linear","Fisher",656,40,60,"2-35 mm (0.08\"-1.38\")","TGX:16152-426","6DR4004-8VK ",null,null,"for strokes: 2-35mm (0.08\"-1.38\") ","http://support.automation.siemens.com/US/view/en/28247089","2016-07-20","Fortino: Expanded size offering for Fisher 656 to include size 40"]
["Linear","Fisher",656,40,60,"35-130mm (1.38\"-5.12\")","TGX:16152-426"," 6DR4004-8VL",null,null,"for strokes: 35-130mm (1.38\"-5.12\")","http://support.automation.siemens.com/US/view/en/28247089","2016-07-20","Fortino: Expanded size offering for Fisher 656 to include size 40"]
["Linear","Fisher",657,30,60,"0-254mm (0\"-10\")","TGX:16152-900",null,null,null,"Feedback Arm Included","http://support.automation.siemens.com/US/view/en/57970350","2014-07-08","Juenemann: Launch of tool - MLFBs transfered from former list into tool"]
["Linear","Fisher",657,70,100,"0-254mm (0\"-10\")","TGX:16152-900",null,null,null,"Feedback Arm Included","http://support.automation.siemens.com/US/view/en/57970350","2014-07-08","Juenemann: Launch of tool - MLFBs transfered from former list into tool"]
["Linear","Fisher",667,30,60,"0-254mm (0\"-10\")","TGX:16152-900 ",null,null,null,"Feedback Arm Included","http://support.automation.siemens.com/US/view/en/57970350","2014-07-08","Juenemann: Launch of tool - MLFBs transfered from former list into tool"]
["Linear","Fisher",667,70,100,"0-254mm (0\"-10\")","TGX:16152-900",null,null,null,"Feedback Arm Included","http://support.automation.siemens.com/US/view/en/57970350","2014-07-08","Juenemann: Launch of tool - MLFBs transfered from former list into tool"]
["Linear","Fisher",1250,0,10000,"2-35 mm (0.08\"-1.38\")","6DR4004-8V",null,null,null,"for strokes: 2-35mm (0.08\"-1.38\") ","http://support.automation.siemens.com/WW/view/en/51558495","2014-07-08","Juenemann: Launch of tool - MLFBs transfered from former list into tool"]
["Linear","Fisher",1250,0,10000,"35-130mm (1.38\"-5.12\")","6DR4004-8V"," 6DR4004-8VL",null,null,"for strokes: 35-130mm (1.38\"-5.12\")","http://support.automation.siemens.com/WW/view/en/51558495","2014-07-08","Juenemann: Launch of tool - MLFBs transfered from former list into tool"]
["Linear","Fisher","D4",40,40,"6.35-50.8mm (0.25\"-2\")","TGX:16152-890",null,null,null,"Feedback Arm Included","http://support.automation.siemens.com/US/view/en/53787511","2014-07-08","Juenemann: Launch of tool - MLFBs transfered from former list into tool"]
["Linear","Fisher","GX (tubeless mounting)",0,10000,"6.35-50.8mm (0.25\"-2\")"," TGX:16152-665","TGX:16152-712",null,null,"for strokes 5/16 to 2\"","http://support.automation.siemens.com/US/view/en/31805295","2014-07-08","Juenemann: Launch of tool - MLFBs transfered from former list into tool"]
["Linear","Flowserve","FlowAct",0,10000,"2-35 mm (0.08\"-1.38\")","6DR4004-8V",null,null,null,"for strokes: 2-35 mm (0.08\"-1.38\")","http://support.automation.siemens.com/WW/view/en/51558495","2019-07-08","Fortino: Since this in known as Flowserve and Valtek I duplicated the Valtek to include same solutions but under Flowserve"]
["Linear","Flowserve","FlowAct",0,10000,"35-130mm (1.38\"-5.12\")","6DR4004-8V","6DR4004-8VL",null,null,"for strokes: 35-130mm (1.38\"-5.12\")","http://support.automation.siemens.com/WW/view/en/51558495","2019-07-08","Fortino: Since this in known as Flowserve and Valtek I duplicated the Valtek to include same solutions but under Flowserve"]
["Linear","Flowserve","Valdisk",20,50,"35-130mm (1.38\"-5.12\")","TGX:16152-453",null,null,null,"Feedback Arm Included","http://support.automation.siemens.com/US/view/en/28246897","2019-07-09","Fortino: Added Valdisk to model list as customers frequently refer to this actuator as Valdisk"]
["Linear","Flowserve","Valdisk",100,300,"35-130mm (1.38\"-5.12\")","TGX:16152-454",null,null,null,"Feedback Arm Included","http://support.automation.siemens.com/US/view/en/28247367","2019-07-09","Fortino: Added Valdisk to model list as customers frequently refer to this actuator as Valdisk"]
["Linear","Flowserve","Valdisk",100,300,"134.62-205.74mm (5.3\"-8.1\")","TGX:16152-454","16152-468 ",null,null,"long arm kit for strokes: 5-8\"","http://support.automation.siemens.com/US/view/en/28247367","2019-07-09","Fortino: Added Valdisk to model list as customers frequently refer to this actuator as Valdisk"]
["Linear","Flowserve","Valdisk",20,50,"35-130mm (1.38\"-5.12\")","TGX:16152-530",null,null,null,"Feedback Arm Included","http://support.automation.siemens.com/US/view/en/28246897","2019-07-09","Fortino: Added Valdisk to model list as customers frequently refer to this actuator as Valdisk"]
["Linear","Flowserve","Valdisk",100,300,"35-130mm (1.38\"-5.12\")","TGX:16152-535",null,null,null,"Feedback Arm Included","http://support.automation.siemens.com/US/view/en/28247367","2019-07-09","Fortino: Added Valdisk to model list as customers frequently refer to this actuator as Valdisk"]
["Linear","Flowserve","Valdisk",100,300,"134.62-205.74mm (5.3\"-8.1\")","TGX:16152-535","16152-468",null,null,"long arm kit for strokes: 5-8\"","http://support.automation.siemens.com/US/view/en/28247367","2019-07-09","Fortino: Added Valdisk to model list as customers frequently refer to this actuator as Valdisk"]
["Linear","Flowserve","VL",20,50,"35-130mm (1.38\"-5.12\")","TGX:16152-453",null,null,null,"Feedback Arm Included","http://support.automation.siemens.com/US/view/en/28246897","2019-07-08","Fortino: Added VL to model list as customers frequently refer to this actuator as VL"]
["Linear","Flowserve","VL",100,300,"35-130mm (1.38\"-5.12\")","TGX:16152-454",null,null,null,"Feedback Arm Included","http://support.automation.siemens.com/US/view/en/28247367","2019-07-08","Fortino: Added VL to model list as customers frequently refer to this actuator as VL"]
["Linear","Flowserve","VL",100,300,"134.62-205.74mm (5.3\"-8.1\")","TGX:16152-454","16152-468 ",null,null,"long arm kit for strokes: 5-8\"","http://support.automation.siemens.com/US/view/en/28247367","2019-07-08","Fortino: Added VL to model list as customers frequently refer to this actuator as VL"]
["Linear","Flowserve","VL - Eexd Housings",20,50,"35-130mm (1.38\"-5.12\")","TGX:16152-530",null,null,null,"Feedback Arm Included","http://support.automation.siemens.com/US/view/en/28246897","2019-07-08","Fortino: Added VL to model list as customers frequently refer to this actuator as VL"]
["Linear","Flowserve","VL - Eexd Housings",100,300,"35-130mm (1.38\"-5.12\")","TGX:16152-535",null,null,null,"Feedback Arm Included","http://support.automation.siemens.com/US/view/en/28247367","2019-07-08","Fortino: Added VL to model list as customers frequently refer to this actuator as VL"]
["Linear","Flowserve","VL - Eexd Housings",100,300,"134.62-205.74mm (5.3\"-8.1\")","TGX:16152-535","16152-468",null,null,"long arm kit for strokes: 5-8\"","http://support.automation.siemens.com/US/view/en/28247367","2019-07-08","Fortino: Added VL to model list as customers frequently refer to this actuator as VL"]
["Linear","Flowserve","Mark 1",20,50,"35-130mm (1.38\"-5.12\")","TGX:16152-453",null,null,null,"Feedback Arm Included","http://support.automation.siemens.com/US/view/en/28246897","2019-07-08","Fortino: Since this in known as Flowserve and Valtek I duplicated the Valtek to include same solutions but under Flowserve"]
["Linear","Flowserve","Mark 1",100,300,"35-130mm (1.38\"-5.12\")","TGX:16152-454",null,null,null,"Feedback Arm Included","http://support.automation.siemens.com/US/view/en/28247367","2019-07-08","Fortino: Since this in known as Flowserve and Valtek I duplicated the Valtek to include same solutions but under Flowserve"]
["Linear","Flowserve","Mark 1",100,300,"134.62-205.74mm (5.3\"-8.1\")","TGX:16152-454","16152-468 ",null,null,"long arm kit for strokes: 5-8\"","http://support.automation.siemens.com/US/view/en/28247367","2019-07-08","Fortino: Since this in known as Flowserve and Valtek I duplicated the Valtek to include same solutions but under Flowserve"]
["Linear","Flowserve","Mark 1 - Eexd Housings",20,50,"35-130mm (1.38\"-5.12\")","TGX:16152-530",null,null,null,"Feedback Arm Included","http://support.automation.siemens.com/US/view/en/28246897","2019-07-08","Fortino: Since this in known as Flowserve and Valtek I duplicated the Valtek to include same solutions but under Flowserve"]
["Linear","Flowserve","Mark 1 - Eexd Housings",100,300,"35-130mm (1.38\"-5.12\")","TGX:16152-535",null,null,null,"Feedback Arm Included","http://support.automation.siemens.com/US/view/en/28247367","2019-07-08","Fortino: Since this in known as Flowserve and Valtek I duplicated the Valtek to include same solutions but under Flowserve"]
["Linear","Flowserve","Mark 1 - Eexd Housings",100,300,"134.62-205.74mm (5.3\"-8.1\")","TGX:16152-535","16152-468",null,null,"long arm kit for strokes: 5-8\"","http://support.automation.siemens.com/US/view/en/28247367","2019-07-08","Fortino: Since this in known as Flowserve and Valtek I duplicated the Valtek to include same solutions but under Flowserve"]
["Linear","Hammel Dahl","CF",0,10000,"6.35-152.4mm (0.25\"-6\")","TGX:16152-575 ","Feedback Arm Included",null,null,"Feedback Arm Included","http://support.automation.siemens.com/US/view/en/28245875","2014-07-08","Juenemann: Launch of tool - MLFBs transfered from former list into tool"]
["Linear","Honeywell",1401,"3/16\"","3/16\"","6.35-152.4mm (0.25\"-6\")","TGX:16152-740","Feedback Arm Included",null,null,"Feedback Arm Included","http://support.automation.siemens.com/US/view/en/36081446","2014-07-08","Juenemann: Launch of tool - MLFBs transfered from former list into tool"]
["Linear","Kieley Mueller","36RN",99,155,"6.35-101.6mm (0.25\"-4\")","TGX:16152-1215","Feedback Arm Included",null,null,"Feedback Arm Included","http://support.automation.siemens.com/US/view/en/60612799","2016-08-02","Fortino: Changed from TGX:16152-595 and -615 to TGX:16152-1215"]
["Linear","Kieley Mueller","37RN",99,222,"6.35-101.6mm (0.25\"-4\")","TGX:16152-1215","Feedback Arm Included",null,null,"Feedback Arm Included","http://support.automation.siemens.com/US/view/en/60612799","2016-08-02","Fortino: Changed from TGX:16152-595 and -615 to TGX:16152-1215"]
["Linear","Kieley Mueller","38RN",99,222,"6.35-101.6mm (0.25\"-4\")","TGX:16152-1215","Feedback Arm Included",null,null,"Feedback Arm Included","http://support.automation.siemens.com/US/view/en/60612799","2016-08-02","Fortino: Changed from TGX:16152-595 and -615 to TGX:16152-1215"]
["Linear","Leslie","35R",".375\"","1.25\"","12.7-50.8mm (0.5\"-2\")","TGX:16152-760","TGX:16152-712",null,null,"For PS2 only","http://support.automation.siemens.com/US/view/en/36081196","2014-07-08","Juenemann: Launch of tool - MLFBs transfered from former list into tool"]
["Linear","Leslie","35R",".375\"","1.25\"","12.7-101.6mm (0.5\"-4\")","TGX:16152-760","TGX:16152-714",null,null,"For PS2 only","http://support.automation.siemens.com/US/view/en/36081196","2014-07-08","Juenemann: Launch of tool - MLFBs transfered from former list into tool"]
["Linear","Leslie","55AR",".375\"","1.25\"","12.7-50.8mm (0.5\"-2\")","TGX:16152-760","TGX:16152-712",null,null,"For PS2 only","http://support.automation.siemens.com/US/view/en/36081196","2014-07-08","Juenemann: Launch of tool - MLFBs transfered from former list into tool"]
["Linear","Leslie","55AR",".375\"","1.25\"","12.7-101.6mm (0.5\"-4\")","TGX:16152-760","TGX:16152-714",null,null,"For PS2 only","http://support.automation.siemens.com/US/view/en/36081196","2014-07-08","Juenemann: Launch of tool - MLFBs transfered from former list into tool"]
["Linear","Leslie","85AR",".375\"","1.25\"","12.7-50.8mm (0.5\"-2\")","TGX:16152-760","TGX:16152-712",null,null,"For PS2 only","http://support.automation.siemens.com/US/view/en/36081196","2014-07-08","Juenemann: Launch of tool - MLFBs transfered from former list into tool"]
["Linear","Leslie","85AR",".375\"","1.25\"","12.7-101.6mm (0.5\"-4\")","TGX:16152-760","TGX:16152-714",null,null,"For PS2 only","http://support.automation.siemens.com/US/view/en/36081196","2014-07-08","Juenemann: Launch of tool - MLFBs transfered from former list into tool"]
["Linear","Leslie","135R",".375\"","1.25\"","12.7-50.8mm (0.5\"-2\")","TGX:16152-760","TGX:16152-712",null,null,"For PS2 only","http://support.automation.siemens.com/US/view/en/36081196","2014-07-08","Juenemann: Launch of tool - MLFBs transfered from former list into tool"]
["Linear","Leslie","135R",".375\"","1.25\"","12.7-101.6mm (0.5\"-4\")","TGX:16152-760","TGX:16152-714 ",null,null,"For PS2 only","http://support.automation.siemens.com/US/view/en/36081196","2014-07-08","Juenemann: Launch of tool - MLFBs transfered from former list into tool"]
["Linear","Masoneilan",37,0,100000,"6.35-50.8mm (0.25\"-2\")","TGX:16152-1215",null,null,null,"Feedback Arm Included","http://support.automation.siemens.com/US/view/en/60612799","2016-08-02","Fortino: Removed TGX:16152-595 and replaced with TGX:16152-1215"]
["Linear","Masoneilan",37,0,100000,"50.8-254mm (2\"-10\")","TGX:16152-1215",null,null,null,"Feedback Arm Included","http://support.automation.siemens.com/US/view/en/60612799","2016-08-02","Fortino: Removed TGX:16152-595 and replaced with TGX:16152-1215"]
["Linear","Masoneilan",38,0,100000,"6.35-50.8mm (0.25\"-2\")","TGX:16152-1215",null,null,null,"Feedback Arm Included","http://support.automation.siemens.com/US/view/en/60612799","2016-08-02","Fortino: Removed TGX:16152-595 and replaced with TGX:16152-1215"]
["Linear","Masoneilan",38,0,100000,"50.8-254mm (2\"-10\")","TGX:16152-1215",null,null,null,"Feedback Arm Included","http://support.automation.siemens.com/US/view/en/60612799","2016-08-02","Fortino: Removed TGX:16152-595 and replaced with TGX:16152-1215"]
["Linear","Masoneilan",87,0,100000,"6.35-254mm (0.25\"-10\")","TGX:16152-1210",null,null,null,"Feedback Arm Included","http://support.automation.siemens.com/US/view/en/57966369","2014-07-08","Juenemann: Launch of tool - MLFBs transfered from former list into tool"]
["Linear","Masoneilan",88,0,100000,"6.35-254mm (0.25\"-10\")","TGX:16152-1210",null,null,null,"Feedback Arm Included","http://support.automation.siemens.com/US/view/en/57966369","2014-07-08","Juenemann: Launch of tool - MLFBs transfered from former list into tool"]
["Linear","Masoneilan","Varipak",28000,28000,"6.35-254mm (0.25\"-10\")","TGX:16152-670","6DR4004-6NN20",null,null,"For this set up you need additionally the EMC filter kit: C73451-A430-D23","http://support.automation.siemens.com/US/view/en/31941589","2014-07-08","Juenemann: Launch of tool - MLFBs transfered from former list into tool"]
["Linear","NAMUR","Lever",0,10000,"2-35 mm (0.08\"-1.38\")","6DR4004-8V",null,null,null,"for strokes: 2-35 mm (0.08\"-1.38\")","http://support.automation.siemens.com/WW/view/en/51558495","2014-07-08","Juenemann: Launch of tool - MLFBs transfered from former list into tool"]
["Linear","NAMUR","Lever",0,10000,"35-130mm (1.38\"-5.12\")","6DR4004-8V","6DR4004-8VL",null,null,"for strokes: 35-130mm (1.38\"-5.12\")","http://support.automation.siemens.com/WW/view/en/51558495","2014-07-08","Juenemann: Launch of tool - MLFBs transfered from former list into tool"]
["Linear","Samson",3271,120,120,"2-35 mm (0.08\"-1.38\")"," 6DR4004-8V",null,null,null,"for strokes: 2-35 mm (0.08\"-1.38\"); P/N# 1400-6816 required for Samson stem coupling","http://support.automation.siemens.com/WW/view/en/51558495","2014-07-08","Juenemann: Launch of tool - MLFBs transfered from former list into tool"]
["Linear","Samson",3271,120,120,"35-130mm (1.38\"-5.12\")"," 6DR4004-8V","6DR4004-8VL",null,null,"for strokes: 35-130mm (1.38\"-5.12\"); P/N# 1400-6816 required for Samson stem coupling","http://support.automation.siemens.com/WW/view/en/51558495","2014-07-08","Juenemann: Launch of tool - MLFBs transfered from former list into tool"]
["Linear","Samson",3271,240,700,"2-35 mm (0.08\"-1.38\")"," 6DR4004-8V",null,null,null,"for strokes: 2-35 mm (0.08\"-1.38\"); P/N# 0300-0994 required for Samson stem coupling","http://support.automation.siemens.com/WW/view/en/51558495","2014-07-08","Juenemann: Launch of tool - MLFBs transfered from former list into tool"]
["Linear","Samson",3271,240,700,"35-130mm (1.38\"-5.12\")"," 6DR4004-8V","6DR4004-8VL",null,null,"for strokes: 35-130mm (1.38\"-5.12\"); P/N# 0300-0994 required for Samson stem coupling","http://support.automation.siemens.com/WW/view/en/51558495","2014-07-08","Juenemann: Launch of tool - MLFBs transfered from former list into tool"]
["Linear","Samson",3277,120,120,"2-35 mm (0.08\"-1.38\")","Consult Factory",null,null,null,"for strokes: 2-35 mm (0.08\"-1.38\"); P/N# 1400-6816 required for Samson stem coupling","http://support.automation.siemens.com/WW/view/en/51558495","2015-02-23","Fortino: Removed linear bracket kit part number for Samson 3277 size 120.  Added Consult Factory."]
["Linear","Samson",3277,120,120,"35-130mm (1.38\"-5.12\")","Consult Factory","6DR4004-8VL",null,null,"for strokes: 35-130mm (1.38\"-5.12\"); P/N# 1400-6816 required for Samson stem coupling","http://support.automation.siemens.com/WW/view/en/51558495","2014-07-08","Juenemann: Launch of tool - MLFBs transfered from former list into tool"]
["Linear","Samson",3277,240,700,"6.35-254mm (0.25\"-10\")","6DR4004-8S",null,null,null,"This is the Integral type connection kit (tubeless connection)","http://support.automation.siemens.com/WW/view/en/17315587","2014-07-08","Juenemann: Launch of tool - MLFBs transfered from former list into tool"]
["Linear","Samson","3277, 355 cm²","XXX","XXX","2-35 mm (0.08\"-1.38\")","TGX:16152-373","6DR4004-8VK ",null,null,"for strokes: 2-35 mm (0.08\"-1.38\")","http://support.automation.siemens.com/US/view/en/28247116","2014-08-06","Juenemann: Added Linear Samson actuator type 3277, 355 cm²"]
["Linear","Tyco-Rovalve","S20","8\"","8\"","6.35-254mm (0.25\"-10\")","TGX:16152-590","TGX:16152-720",null,null,"Feedback arm, 10\" long","http://support.automation.siemens.com/US/view/en/28245932","2014-07-08","Juenemann: Launch of tool - MLFBs transfered from former list into tool"]
["Linear","Tyco-Rovalve","S20","12\"","12\"","6.35-254mm (0.25\"-10\")","TGX:16152-585","TGX:16152-720",null,null,"Feedback arm, 10\" long","http://support.automation.siemens.com/US/view/en/28245932","2014-07-08","Juenemann: Launch of tool - MLFBs transfered from former list into tool"]
["Linear","Tuchenhagen","MFI",20,60,"2-35 mm (0.08\"-1.38\")","TGX:16152-513","6DR4004-8VK ",null,null,"for strokes: 2-35 mm (0.08\"-1.38\")","http://support.automation.siemens.com/US/view/en/28247365","2014-07-08","Juenemann: Launch of tool - MLFBs transfered from former list into tool"]
["Linear","Tuchenhagen","MFII",20,60,"35-130mm (1.38\"-5.12\")","TGX:16152-513","6DR4004-8VL ",null,null," for strokes: 35-130mm (1.38\"-5.12\")","http://support.automation.siemens.com/US/view/en/28247365","2014-07-08","Juenemann: Launch of tool - MLFBs transfered from former list into tool"]
["Linear","Valtek","FlowAct",0,10000,"2-35 mm (0.08\"-1.38\")","6DR4004-8V",null,null,null,"for strokes: 2-35 mm (0.08\"-1.38\")","http://support.automation.siemens.com/WW/view/en/51558495","2019-07-08","Fortino: Added this Namur solution"]
["Linear","Valtek","FlowAct",0,10000,"35-130mm (1.38\"-5.12\")","6DR4004-8V","6DR4004-8VL",null,null,"for strokes: 35-130mm (1.38\"-5.12\")","http://support.automation.siemens.com/WW/view/en/51558495","2019-07-08","Fortino: Added this Namur solution"]
["Linear","Valtek","Valdisk",20,50,"35-130mm (1.38\"-5.12\")","TGX:16152-453",null,null,null,"Feedback Arm Included","http://support.automation.siemens.com/US/view/en/28246897","2019-07-09","Fortino: Added Valdisk to model list as customers frequently refer to this actuator as Valdisk"]
["Linear","Valtek","Valdisk",100,300,"35-130mm (1.38\"-5.12\")","TGX:16152-454",null,null,null,"Feedback Arm Included","http://support.automation.siemens.com/US/view/en/28247367","2019-07-09","Fortino: Added Valdisk to model list as customers frequently refer to this actuator as Valdisk"]
["Linear","Valtek","Valdisk",100,300,"134.62-205.74mm (5.3\"-8.1\")","TGX:16152-454","16152-468 ",null,null,"long arm kit for strokes: 5-8\"","http://support.automation.siemens.com/US/view/en/28247367","2019-07-09","Fortino: Added Valdisk to model list as customers frequently refer to this actuator as Valdisk"]
["Linear","Valtek","Valdisk",20,50,"35-130mm (1.38\"-5.12\")","TGX:16152-530",null,null,null,"Feedback Arm Included","http://support.automation.siemens.com/US/view/en/28246897","2019-07-09","Fortino: Added Valdisk to model list as customers frequently refer to this actuator as Valdisk"]
["Linear","Valtek","Valdisk",100,300,"35-130mm (1.38\"-5.12\")","TGX:16152-535",null,null,null,"Feedback Arm Included","http://support.automation.siemens.com/US/view/en/28247367","2019-07-09","Fortino: Added Valdisk to model list as customers frequently refer to this actuator as Valdisk"]
["Linear","Valtek","Valdisk",100,300,"134.62-205.74mm (5.3\"-8.1\")","TGX:16152-535","16152-468",null,null,"long arm kit for strokes: 5-8\"","http://support.automation.siemens.com/US/view/en/28247367","2019-07-09","Fortino: Added Valdisk to model list as customers frequently refer to this actuator as Valdisk"]
["Linear","Valtek","VL",20,50,"35-130mm (1.38\"-5.12\")","TGX:16152-453",null,null,null,"Feedback Arm Included","http://support.automation.siemens.com/US/view/en/28246897","2014-07-08","Fortino: Added VL to model list as customers frequently refer to this actuator as VL"]
["Linear","Valtek","VL",100,300,"35-130mm (1.38\"-5.12\")","TGX:16152-454",null,null,null,"Feedback Arm Included","http://support.automation.siemens.com/US/view/en/28247367","2014-07-08","Fortino: Added VL to model list as customers frequently refer to this actuator as VL"]
["Linear","Valtek","VL",100,300,"134.62-205.74mm (5.3\"-8.1\")","TGX:16152-454","16152-468 ",null,null,"long arm kit for strokes: 5-8\"","http://support.automation.siemens.com/US/view/en/28247367","2014-07-08","Fortino: Added VL to model list as customers frequently refer to this actuator as VL"]
["Linear","Valtek","VL - Eexd Housings",20,50,"35-130mm (1.38\"-5.12\")","TGX:16152-530",null,null,null,"Feedback Arm Included","http://support.automation.siemens.com/US/view/en/28246897","2016-07-20","Fortino: Added VL to model list as customers frequently refer to this actuator as VL"]
["Linear","Valtek","VL - Eexd Housings",100,300,"35-130mm (1.38\"-5.12\")","TGX:16152-535",null,null,null,"Feedback Arm Included","http://support.automation.siemens.com/US/view/en/28247367","2016-07-20","Fortino: Added VL to model list as customers frequently refer to this actuator as VL"]
["Linear","Valtek","VL - Eexd Housings",100,300,"134.62-205.74mm (5.3\"-8.1\")","TGX:16152-535","16152-468",null,null,"long arm kit for strokes: 5-8\"","http://support.automation.siemens.com/US/view/en/28247367","2016-07-20","Fortino: Added VL to model list as customers frequently refer to this actuator as VL"]
["Linear","Valtek","Mark 1",20,50,"35-130mm (1.38\"-5.12\")","TGX:16152-453",null,null,null,"Feedback Arm Included","http://support.automation.siemens.com/US/view/en/28246897","2014-07-08","Juenemann: Launch of tool - MLFBs transfered from former list into tool"]
["Linear","Valtek","Mark 1",100,300,"35-130mm (1.38\"-5.12\")","TGX:16152-454",null,null,null,"Feedback Arm Included","http://support.automation.siemens.com/US/view/en/28247367","2014-07-08","Juenemann: Launch of tool - MLFBs transfered from former list into tool"]
["Linear","Valtek","Mark 1",100,300,"134.62-205.74mm (5.3\"-8.1\")","TGX:16152-454","16152-468 ",null,null,"long arm kit for strokes: 5-8\"","http://support.automation.siemens.com/US/view/en/28247367","2014-07-08","Juenemann: Launch of tool - MLFBs transfered from former list into tool"]
["Linear","Valtek","Mark 1 - Eexd Housings",20,50,"35-130mm (1.38\"-5.12\")","TGX:16152-530",null,null,null,"Feedback Arm Included","http://support.automation.siemens.com/US/view/en/28246897","2016-07-20","Fortino: Added link to instructions for Valtek High vibratin series, TGX:16152-453, -454.  This is the same as the standard version, just the plates are thicker\nFortino: Changed description for Valtek Mark 1 from high vibration to Eexd housings"]
["Linear","Valtek","Mark 1 - Eexd Housings",100,300,"35-130mm (1.38\"-5.12\")","TGX:16152-535",null,null,null,"Feedback Arm Included","http://support.automation.siemens.com/US/view/en/28247367","2016-07-20","Fortino: Added link to instructions for Valtek High vibratin series, TGX:16152-453, -454.  This is the same as the standard version, just the plates are thicker\nFortino: Changed description for Valtek Mark 1 from high vibration to Eexd housings"]
["Linear","Valtek","Mark 1 - Eexd Housings",100,300,"134.62-205.74mm (5.3\"-8.1\")","TGX:16152-535","16152-468",null,null,"long arm kit for strokes: 5-8\"","http://support.automation.siemens.com/US/view/en/28247367","2016-07-20","Fortino: Added link to instructions for Valtek High vibratin series, TGX:16152-453, -454.  This is the same as the standard version, just the plates are thicker\nFortino: Changed description for Valtek Mark 1 from high vibration to Eexd housings"]
["Linear","Warren",49,0,10000,"2-35 mm (0.08\"-1.38\")","TGX:16152-520","6DR4004-8VK",null,null,"for strokes: 2-35mm (0.08\"-1.38\") ","http://support.automation.siemens.com/US/view/en/27102330","2014-07-08","Juenemann: Launch of tool - MLFBs transfered from former list into tool"]
["Linear","Warren",49,0,10000,"35-130mm (1.38\"-5.12\")","TGX:16152-520"," 6DR4004-8VL",null,null," for strokes: 35-130mm (1.38\"-5.12\")","http://support.automation.siemens.com/US/view/en/27102330","2014-07-08","Juenemann: Launch of tool - MLFBs transfered from former list into tool"]
["Linear","Warren","115 Direct",0,10000,"6.35-254mm (0.25\"-10\")","TGX:16152-550",null,null,null,"Feedback Arm Included","http://support.automation.siemens.com/US/view/en/28247305","2014-07-08","Juenemann: Launch of tool - MLFBs transfered from former list into tool"]
["Linear","Warren","115 Reverse",0,10000,"6.35-254mm (0.25\"-10\")","TGX:16152-555",null,null,null,"Feedback Arm Included","http://support.automation.siemens.com/US/view/en/28247373","2014-07-08","Juenemann: Launch of tool - MLFBs transfered from former list into tool"]
["Rotary","A + R Armaturen","ARS",0,10000,null,"6DR4004-2D",null,"6DR4004-8D","TGX:16300-1556","Either 6DR4004-8D (Plastic) or TGX:16300-1556 (SSt.) coupler required","http://support.automation.siemens.com/US/view/en/28027869","2014-07-08","Juenemann: Launch of tool - MLFBs transfered from former list into tool"]
["Rotary","ABZ VALVE",227,50,115,null,"6DR4004-1D",null,"6DR4004-8D","TGX:16300-1556","Either 6DR4004-8D (Plastic) or TGX:16300-1556 (SSt.) coupler required","http://support.automation.siemens.com/US/view/en/28027869","2014-07-08","Juenemann: Launch of tool - MLFBs transfered from former list into tool"]
["Rotary","ABZ VALVE",227,125,270,null,"6DR4004-3D",null,"6DR4004-8D","TGX:16300-1556","Either 6DR4004-8D (Plastic) or TGX:16300-1556 (SSt.) coupler required","http://support.automation.siemens.com/US/view/en/28027869","2019-07-08","Fortino: Increased size range to 270 as per new documentation from ABZ"]
["Rotary","ABZ VALVE",228,40,300,null,"6DR4004-1D",null,"6DR4004-8D","TGX:16300-1556","Either 6DR4004-8D (Plastic) or TGX:16300-1556 (SSt.) coupler required","http://support.automation.siemens.com/US/view/en/28027869","2014-07-08","Juenemann: Launch of tool - MLFBs transfered from former list into tool"]
["Rotary","ABZ VALVE",228,500,3500,null,"6DR4004-3D",null,"6DR4004-8D","TGX:16300-1556","Either 6DR4004-8D (Plastic) or TGX:16300-1556 (SSt.) coupler required","http://support.automation.siemens.com/US/view/en/28027869","2014-07-08","Juenemann: Launch of tool - MLFBs transfered from former list into tool"]
["Rotary","Actreg s.a.","AC",20,2500,null,"6DR4004-2D",null,"6DR4004-8D","TGX:16300-1556","Either 6DR4004-8D (Plastic) or TGX:16300-1556 (SSt.) coupler required","http://support.automation.siemens.com/US/view/en/28027869","2014-07-08","Juenemann: Launch of tool - MLFBs transfered from former list into tool"]
["Rotary","Air Con II","C-Series",40,160,null,"6DR4004-1D",null,"6DR4004-8D","TGX:16300-1556","Either 6DR4004-8D (Plastic) or TGX:16300-1556 (SSt.) coupler required","http://support.automation.siemens.com/US/view/en/28027869","2014-07-08","Juenemann: Launch of tool - MLFBs transfered from former list into tool"]
["Rotary","Air Con II","C-Series",190,270,null,"6DR4004-3D",null,"6DR4004-8D","TGX:16300-1556","Either 6DR4004-8D (Plastic) or TGX:16300-1556 (SSt.) coupler required","http://support.automation.siemens.com/US/view/en/28027869","2014-07-08","Juenemann: Launch of tool - MLFBs transfered from former list into tool"]
["Rotary","Air Torque","3P",30,150,null,"6DR4004-1D",null,"6DR4004-8D","TGX:16300-1556","Either 6DR4004-8D (Plastic) or TGX:16300-1556 (SSt.) coupler required","http://support.automation.siemens.com/US/view/en/28027869","2019-07-08","Fortino: Added new entries"]
["Rotary","Air Torque","3P",300,600,null,"6DR4004-2D",null,"6DR4004-8D","TGX:16300-1556","Either 6DR4004-8D (Plastic) or TGX:16300-1556 (SSt.) coupler required","http://support.automation.siemens.com/US/view/en/28027869","2019-07-08","Fortino: Added new entries"]
["Rotary","Air Torque","3P",1200,3000,null,"6DR4004-4D",null,"6DR4004-8D","TGX:16300-1556","Either 6DR4004-8D (Plastic) or TGX:16300-1556 (SSt.) coupler required","http://support.automation.siemens.com/US/view/en/28027869","2019-07-08","Fortino: Added new entries"]
["Rotary","Air Torque","3PD",30,150,null,"6DR4004-1D",null,"6DR4004-8D","TGX:16300-1556","Either 6DR4004-8D (Plastic) or TGX:16300-1556 (SSt.) coupler required","http://support.automation.siemens.com/US/view/en/28027869","2019-07-08","Fortino: Added new entries"]
["Rotary","Air Torque","3PD",300,600,null,"6DR4004-2D",null,"6DR4004-8D","TGX:16300-1556","Either 6DR4004-8D (Plastic) or TGX:16300-1556 (SSt.) coupler required","http://support.automation.siemens.com/US/view/en/28027869","2019-07-08","Fortino: Added new entries"]
["Rotary","Air Torque","3PD",1200,3000,null,"6DR4004-4D",null,"6DR4004-8D","TGX:16300-1556","Either 6DR4004-8D (Plastic) or TGX:16300-1556 (SSt.) coupler required","http://support.automation.siemens.com/US/view/en/28027869","2019-07-08","Fortino: Added new entries"]
["Rotary","Air Torque","AT",0,3,null,"6DR4004-1D",null,"6DR4004-8D","TGX:16300-1556","Either 6DR4004-8D (Plastic) or TGX:16300-1556 (SSt.) coupler required","http://support.automation.siemens.com/US/view/en/28027869","2014-07-08","Juenemann: Launch of tool - MLFBs transfered from former list into tool"]
["Rotary","Air Torque","AT",10,30,null,"6DR4004-1D",null,"6DR4004-8D","TGX:16300-1556","Either 6DR4004-8D (Plastic) or TGX:16300-1556 (SSt.) coupler required","http://support.automation.siemens.com/US/view/en/28027869","2014-07-08","Juenemann: Launch of tool - MLFBs transfered from former list into tool"]
["Rotary","Air Torque","AT",50,50,null,"6DR4004-1D",null,"6DR4004-8D","TGX:16300-1556","Either 6DR4004-8D (Plastic) or TGX:16300-1556 (SSt.) coupler required","http://support.automation.siemens.com/US/view/en/28027869","2014-07-08","Juenemann: Launch of tool - MLFBs transfered from former list into tool"]
["Rotary","Air Torque","AT",100,300,null,"6DR4004-1D",null,"6DR4004-8D","TGX:16300-1556","Either 6DR4004-8D (Plastic) or TGX:16300-1556 (SSt.) coupler required","http://support.automation.siemens.com/US/view/en/28027869","2014-07-08","Juenemann: Launch of tool - MLFBs transfered from former list into tool"]
["Rotary","Air Torque","AT",4,5,null,"6DR4004-3D",null,"6DR4004-8D","TGX:16300-1556","Either 6DR4004-8D (Plastic) or TGX:16300-1556 (SSt.) coupler required","http://support.automation.siemens.com/US/view/en/28027869","2014-07-08","Juenemann: Launch of tool - MLFBs transfered from former list into tool"]
["Rotary","Air Torque","AT",40,40,null,"6DR4004-3D",null,"6DR4004-8D","TGX:16300-1556","Either 6DR4004-8D (Plastic) or TGX:16300-1556 (SSt.) coupler required","http://support.automation.siemens.com/US/view/en/28027869","2014-07-08","Juenemann: Launch of tool - MLFBs transfered from former list into tool"]
["Rotary","Air Torque","AT",350,500,null,"6DR4004-2D",null,"6DR4004-8D","TGX:16300-1556","Either 6DR4004-8D (Plastic) or TGX:16300-1556 (SSt.) coupler required","http://support.automation.siemens.com/US/view/en/28027869","2014-07-08","Juenemann: Launch of tool - MLFBs transfered from former list into tool"]
["Rotary","Air Torque","AT",6,6,null,"6DR4004-4D",null,"6DR4004-8D","TGX:16300-1556","Either 6DR4004-8D (Plastic) or TGX:16300-1556 (SSt.) coupler required","http://support.automation.siemens.com/US/view/en/28027869","2014-07-08","Juenemann: Launch of tool - MLFBs transfered from former list into tool"]
["Rotary","Air Torque","AT",60,60,null,"6DR4004-4D",null,"6DR4004-8D","TGX:16300-1556","Either 6DR4004-8D (Plastic) or TGX:16300-1556 (SSt.) coupler required","http://support.automation.siemens.com/US/view/en/28027869","2014-07-08","Juenemann: Launch of tool - MLFBs transfered from former list into tool"]
["Rotary","Air Torque","AT",550,800,null,"6DR4004-4D",null,"6DR4004-8D","TGX:16300-1556","Either 6DR4004-8D (Plastic) or TGX:16300-1556 (SSt.) coupler required","http://support.automation.siemens.com/US/view/en/28027869","2014-07-08","Juenemann: Launch of tool - MLFBs transfered from former list into tool"]
["Rotary","Air Torque","AT 4th Generation",51,301,null,"6DR4004-1D",null,"6DR4004-8D","TGX:16300-1556","Either 6DR4004-8D (Plastic) or TGX:16300-1556 (SSt.) coupler required","http://support.automation.siemens.com/US/view/en/28027869","2016-07-20","Fortino: Added Air Torque AT 4th Generation actuator"]
["Rotary","Air Torque","AT 4th Generation",351,501,null,"6DR4004-2D",null,"6DR4004-8D","TGX:16300-1556","Either 6DR4004-8D (Plastic) or TGX:16300-1556 (SSt.) coupler required","http://support.automation.siemens.com/US/view/en/28027869","2016-07-20","Fortino: Added Air Torque AT 4th Generation actuator"]
["Rotary","Air Torque","AT 4th Generation",551,801,null,"6DR4004-4D",null,"6DR4004-8D","TGX:16300-1556","Either 6DR4004-8D (Plastic) or TGX:16300-1556 (SSt.) coupler required","http://support.automation.siemens.com/US/view/en/28027869","2016-07-20","Fortino: Added Air Torque AT 4th Generation actuator"]
["Rotary","Air Torque","AT 4th Generation",1000,1000,null,"TGX:16300-NM2",null,"6DR4004-8D","TGX:16300-1556","Either 6DR4004-8D (Plastic) or TGX:16300-1556 (SSt.) coupler required","http://support.automation.siemens.com/US/view/en/28027869","2016-07-20","Fortino: Added Air Torque AT 4th Generation actuator"]
["Rotary","Air Torque","DR",15,150,null,"6DR4004-1D",null,"6DR4004-8D","TGX:16300-1556","Either 6DR4004-8D (Plastic) or TGX:16300-1556 (SSt.) coupler required","http://support.automation.siemens.com/US/view/en/28027869","2019-07-08","Fortino: Added new entries"]
["Rotary","Air Torque","DR",220,600,null,"6DR4004-2D",null,"6DR4004-8D","TGX:16300-1556","Either 6DR4004-8D (Plastic) or TGX:16300-1556 (SSt.) coupler required","http://support.automation.siemens.com/US/view/en/28027869","2019-07-08","Fortino: Added new entries"]
["Rotary","Air Torque","DR",900,5000,null,"6DR4004-4D",null,"6DR4004-8D","TGX:16300-1556","Either 6DR4004-8D (Plastic) or TGX:16300-1556 (SSt.) coupler required","http://support.automation.siemens.com/US/view/en/28027869","2019-07-08","Fortino: Added new entries"]
["Rotary","Air Torque","DR",10000,10000,null,"TGX:16300-NM2",null,"6DR4004-8D","TGX:16300-1556","Either 6DR4004-8D (Plastic) or TGX:16300-1556 (SSt.) coupler required","http://support.automation.siemens.com/US/view/en/28027869","2019-07-08","Fortino: Added new entries"]
["Rotary","Air Torque","PT","045S","045S",null,"6DR4004-1D",null,"6DR4004-8D","TGX:16300-1556","Either 6DR4004-8D (Plastic) or TGX:16300-1556 (SSt.) coupler required","http://support.automation.siemens.com/US/view/en/28027869","2014-07-08","Juenemann: Launch of tool - MLFBs transfered from former list into tool"]
["Rotary","Air Torque","PT",50,300,null,"6DR4004-1D",null,"6DR4004-8D","TGX:16300-1556","Either 6DR4004-8D (Plastic) or TGX:16300-1556 (SSt.) coupler required","http://support.automation.siemens.com/US/view/en/28027869","2014-07-08","Juenemann: Launch of tool - MLFBs transfered from former list into tool"]
["Rotary","Air Torque","PT",350,500,null,"6DR4004-2D",null,"6DR4004-8D","TGX:16300-1556","Either 6DR4004-8D (Plastic) or TGX:16300-1556 (SSt.) coupler required","http://support.automation.siemens.com/US/view/en/28027869","2014-07-08","Juenemann: Launch of tool - MLFBs transfered from former list into tool"]
["Rotary","Air Torque","PT",550,800,null,"6DR4004-4D",null,"6DR4004-8D","TGX:16300-1556","Either 6DR4004-8D (Plastic) or TGX:16300-1556 (SSt.) coupler required","http://support.automation.siemens.com/US/view/en/28027869","2014-07-08","Juenemann: Launch of tool - MLFBs transfered from former list into tool"]
["Rotary","Air Torque","SC",15,150,null,"6DR4004-1D",null,"6DR4004-8D","TGX:16300-1556","Either 6DR4004-8D (Plastic) or TGX:16300-1556 (SSt.) coupler required","http://support.automation.siemens.com/US/view/en/28027869","2019-07-08","Fortino: Added new entries"]
["Rotary","Air Torque","SC",220,600,null,"6DR4004-2D",null,"6DR4004-8D","TGX:16300-1556","Either 6DR4004-8D (Plastic) or TGX:16300-1556 (SSt.) coupler required","http://support.automation.siemens.com/US/view/en/28027869","2019-07-08","Fortino: Added new entries"]
["Rotary","Air Torque","SC",900,5000,null,"6DR4004-4D",null,"6DR4004-8D","TGX:16300-1556","Either 6DR4004-8D (Plastic) or TGX:16300-1556 (SSt.) coupler required","http://support.automation.siemens.com/US/view/en/28027869","2019-07-08","Fortino: Added new entries"]
["Rotary","Air Torque","SC",10000,10000,null,"TGX:16300-NM2",null,"6DR4004-8D","TGX:16300-1556","Either 6DR4004-8D (Plastic) or TGX:16300-1556 (SSt.) coupler required","http://support.automation.siemens.com/US/view/en/28027869","2019-07-08","Fortino: Added new entries"]
["Rotary","Alpha Pompe","AP Series",42,100,null,"6DR4004-1D",null,"6DR4004-8D","TGX:16300-1556","Either 6DR4004-8D (Plastic) or TGX:16300-1556 (SSt.) coupler required","http://support.automation.siemens.com/US/view/en/28027869","2014-07-08","Juenemann: Launch of tool - MLFBs transfered from former list into tool"]
["Rotary","Alpha Pompe","AP Series",115,145,null,"6DR4004-3D",null,"6DR4004-8D","TGX:16300-1556","Either 6DR4004-8D (Plastic) or TGX:16300-1556 (SSt.) coupler required","http://support.automation.siemens.com/US/view/en/28027869","2014-07-08","Juenemann: Launch of tool - MLFBs transfered from former list into tool"]
["Rotary","Alpha Pompe","AP Series",160,330,null,"6DR4004-4D",null,"6DR4004-8D","TGX:16300-1556","Either 6DR4004-8D (Plastic) or TGX:16300-1556 (SSt.) coupler required","http://support.automation.siemens.com/US/view/en/28027869","2014-07-08","Juenemann: Launch of tool - MLFBs transfered from former list into tool"]
["Rotary","AMG","SAD/SAF",10,43,null,"6DR4004-1D",null,"6DR4004-8D","TGX:16300-1556","Either 6DR4004-8D (Plastic) or TGX:16300-1556 (SSt.) coupler required","http://support.automation.siemens.com/US/view/en/28027869","2014-07-08","Juenemann: Launch of tool - MLFBs transfered from former list into tool"]
["Rotary","AMG","SAD/SAF",45,50,null,"6DR4004-3D",null,"6DR4004-8D","TGX:16300-1556","Either 6DR4004-8D (Plastic) or TGX:16300-1556 (SSt.) coupler required","http://support.automation.siemens.com/US/view/en/28027869","2014-07-08","Juenemann: Launch of tool - MLFBs transfered from former list into tool"]
["Rotary","Amri","Actair",0,10000,null,"6DR4004-1D",null,"6DR4004-8D","TGX:16300-1556","Either 6DR4004-8D (Plastic) or TGX:16300-1556 (SSt.) coupler required","http://support.automation.siemens.com/US/view/en/28027869","2014-07-08","Juenemann: Launch of tool - MLFBs transfered from former list into tool"]
["Rotary","Amri","Dynactair",0,10000,null,"6DR4004-1D",null,"6DR4004-8D","TGX:16300-1556","Either 6DR4004-8D (Plastic) or TGX:16300-1556 (SSt.) coupler required","http://support.automation.siemens.com/US/view/en/28027869","2014-07-08","Juenemann: Launch of tool - MLFBs transfered from former list into tool"]
["Rotary","Amri","C-Series",40,160,null,"6DR4004-1D",null,"6DR4004-8D","TGX:16300-1556","Either 6DR4004-8D (Plastic) or TGX:16300-1556 (SSt.) coupler required","http://support.automation.siemens.com/US/view/en/28027869","2014-07-08","Juenemann: Launch of tool - MLFBs transfered from former list into tool"]
["Rotary","Amri","C-Series",190,270,null,"6DR4004-3D",null,"6DR4004-8D","TGX:16300-1556","Either 6DR4004-8D (Plastic) or TGX:16300-1556 (SSt.) coupler required","http://support.automation.siemens.com/US/view/en/28027869","2014-07-08","Juenemann: Launch of tool - MLFBs transfered from former list into tool"]
["Rotary","Apollo","A Series",25,350,null,"6DR4004-1D",null,"6DR4004-8D","TGX:16300-1556","Either 6DR4004-8D (Plastic) or TGX:16300-1556 (SSt.) coupler required","http://support.automation.siemens.com/US/view/en/28027869","2014-08-07","Fortino: Added Apollo Namur actuator series, all sizes"]
["Rotary","Apollo","A Series",600,4000,null,"6DR4004-3D",null,"6DR4004-8D","TGX:16300-1556","Either 6DR4004-8D (Plastic) or TGX:16300-1556 (SSt.) coupler required","http://support.automation.siemens.com/US/view/en/28027869","2014-08-07","Fortino: Added Apollo Namur actuator series, all sizes"]
["Rotary","Asahi",79,"A79PA","A79PA",null,"6DR4004-1D",null,"6DR4004-8D","TGX:16300-1556","Either 6DR4004-8D (Plastic) or TGX:16300-1556 (SSt.) coupler required","http://support.automation.siemens.com/US/view/en/28027869","2014-07-08","Juenemann: Launch of tool - MLFBs transfered from former list into tool"]
["Rotary","Asahi",79,"B79PA","B79PA",null,"6DR4004-2D",null,"6DR4004-8D","TGX:16300-1556","Either 6DR4004-8D (Plastic) or TGX:16300-1556 (SSt.) coupler required","http://support.automation.siemens.com/US/view/en/28027869","2014-07-08","Juenemann: Launch of tool - MLFBs transfered from former list into tool"]
["Rotary","Asahi",79,"C79PA","C79PA",null,"6DR4004-2D",null,"6DR4004-8D","TGX:16300-1556","Either 6DR4004-8D (Plastic) or TGX:16300-1556 (SSt.) coupler required","http://support.automation.siemens.com/US/view/en/28027869","2014-07-08","Juenemann: Launch of tool - MLFBs transfered from former list into tool"]
["Rotary","Asahi",79,"D79PA","D79PA",null,"6DR4004-2D",null,"6DR4004-8D","TGX:16300-1556","Either 6DR4004-8D (Plastic) or TGX:16300-1556 (SSt.) coupler required","http://support.automation.siemens.com/US/view/en/28027869","2014-07-08","Juenemann: Launch of tool - MLFBs transfered from former list into tool"]
["Rotary","Asahi",79,"F79PA","F79PA",null,"6DR4004-4D",null,"6DR4004-8D","TGX:16300-1556","Either 6DR4004-8D (Plastic) or TGX:16300-1556 (SSt.) coupler required","http://support.automation.siemens.com/US/view/en/28027869","2014-07-08","Juenemann: Launch of tool - MLFBs transfered from former list into tool"]
["Rotary","Asahi",79,"G79PA","G79PA",null,"6DR4004-4D",null,"6DR4004-8D","TGX:16300-1556","Either 6DR4004-8D (Plastic) or TGX:16300-1556 (SSt.) coupler required","http://support.automation.siemens.com/US/view/en/28027869","2014-07-08","Juenemann: Launch of tool - MLFBs transfered from former list into tool"]
["Rotary","Asahi",579,"B579PA","B759PA",null,"6DR4004-2D",null,"6DR4004-8D","TGX:16300-1556","Either 6DR4004-8D (Plastic) or TGX:16300-1556 (SSt.) coupler required","http://support.automation.siemens.com/US/view/en/28027869","2014-07-08","Juenemann: Launch of tool - MLFBs transfered from former list into tool"]
["Rotary","Asahi",579,"C579PA","C579PA",null,"6DR4004-2D",null,"6DR4004-8D","TGX:16300-1556","Either 6DR4004-8D (Plastic) or TGX:16300-1556 (SSt.) coupler required","http://support.automation.siemens.com/US/view/en/28027869","2014-07-08","Juenemann: Launch of tool - MLFBs transfered from former list into tool"]
["Rotary","Asahi",579,"D579PA","D579PA",null,"6DR4004-2D",null,"6DR4004-8D","TGX:16300-1556","Either 6DR4004-8D (Plastic) or TGX:16300-1556 (SSt.) coupler required","http://support.automation.siemens.com/US/view/en/28027869","2014-07-08","Juenemann: Launch of tool - MLFBs transfered from former list into tool"]
["Rotary","Automax","B",50,100,null,"6DR4004-1D",null,"6DR4004-8D","TGX:16300-1556","Either 6DR4004-8D (Plastic) or TGX:16300-1556 (SSt.) coupler required","http://support.automation.siemens.com/US/view/en/28027869","2014-07-08","Juenemann: Launch of tool - MLFBs transfered from former list into tool"]
["Rotary","Automax","B",115,150,null,"6DR4004-3D",null,"6DR4004-8D","TGX:16300-1556","Either 6DR4004-8D (Plastic) or TGX:16300-1556 (SSt.) coupler required","http://support.automation.siemens.com/US/view/en/28027869","2014-07-08","Juenemann: Launch of tool - MLFBs transfered from former list into tool"]
["Rotary","Automax","B",175,175,null,"6DR4004-3D",null,"6DR4004-8D","TGX:16300-1556","Either 6DR4004-8D (Plastic) or TGX:16300-1556 (SSt.) coupler required","http://support.automation.siemens.com/US/view/en/28027869","2014-07-08","Juenemann: Launch of tool - MLFBs transfered from former list into tool"]
["Rotary","Automax","B",200,200,null,"6DR4004-3D",null,"6DR4004-8D","TGX:16300-1556","Either 6DR4004-8D (Plastic) or TGX:16300-1556 (SSt.) coupler required","http://support.automation.siemens.com/US/view/en/28027869","2014-07-08","Juenemann: Launch of tool - MLFBs transfered from former list into tool"]
["Rotary","Automax","B",160,160,null,"6DR4004-2D",null,"6DR4004-8D","TGX:16300-1556","Either 6DR4004-8D (Plastic) or TGX:16300-1556 (SSt.) coupler required","http://support.automation.siemens.com/US/view/en/28027869","2014-07-08","Juenemann: Launch of tool - MLFBs transfered from former list into tool"]
["Rotary","Automax","B",270,500,null,"6DR4004-2D",null,"6DR4004-8D","TGX:16300-1556","Either 6DR4004-8D (Plastic) or TGX:16300-1556 (SSt.) coupler required","http://support.automation.siemens.com/US/view/en/28027869","2014-07-08","Juenemann: Launch of tool - MLFBs transfered from former list into tool"]
["Rotary","Automax","EFC",160,500,null,"6DR4004-2D",null,"6DR4004-8D","TGX:16300-1556","Either 6DR4004-8D (Plastic) or TGX:16300-1556 (SSt.) coupler required","http://support.automation.siemens.com/US/view/en/28027869","2014-07-08","Juenemann: Launch of tool - MLFBs transfered from former list into tool"]
["Rotary","Automax","R",2,2,null,"TGX:16300-AX12",null,"6DR4004-8D","TGX:16300-1556","Either 6DR4004-8D (Plastic) or TGX:16300-1556 (SSt.) coupler required","http://support.automation.siemens.com/US/view/en/28265030","2014-07-08","Juenemann: Launch of tool - MLFBs transfered from former list into tool"]
["Rotary","Automax","R",3,3,null,"TGX:16300-AX12",null,"6DR4004-8D","TGX:16300-1556","Either 6DR4004-8D (Plastic) or TGX:16300-1556 (SSt.) coupler required","http://support.automation.siemens.com/US/view/en/28265030","2014-07-08","Juenemann: Launch of tool - MLFBs transfered from former list into tool"]
["Rotary","Automax","R",4,4,null,"TGX:16300-AX13",null,"6DR4004-8D","TGX:16300-1556","Either 6DR4004-8D (Plastic) or TGX:16300-1556 (SSt.) coupler required","http://support.automation.siemens.com/US/view/en/28265030","2019-07-08","Fortino: Added this new mounting solution"]
["Rotary","Automax","RG",1,3,null,"6DR4004-2D",null,"6DR4004-8D","TGX:16300-1556","Either 6DR4004-8D (Plastic) or TGX:16300-1556 (SSt.) coupler required","http://support.automation.siemens.com/US/view/en/28027869","2014-08-13","Fortino: Added Automax RG series Namur solutions"]
["Rotary","Automax","RG",4,8,null,"6DR4004-3D",null,"6DR4004-8D","TGX:16300-1556","Either 6DR4004-8D (Plastic) or TGX:16300-1556 (SSt.) coupler required","http://support.automation.siemens.com/US/view/en/28027869","2014-08-13","Fortino: Added Automax RG series Namur solutions"]
["Rotary","Automax","SNA",50,100,null,"6DR4004-1D",null,"6DR4004-8D","TGX:16300-1556","Either 6DR4004-8D (Plastic) or TGX:16300-1556 (SSt.) coupler required","http://support.automation.siemens.com/US/view/en/28027869","2014-07-08","Juenemann: Launch of tool - MLFBs transfered from former list into tool"]
["Rotary","Automax","SNA",115,200,null,"6DR4004-3D",null,"6DR4004-8D","TGX:16300-1556","Either 6DR4004-8D (Plastic) or TGX:16300-1556 (SSt.) coupler required","http://support.automation.siemens.com/US/view/en/28027869","2014-07-08","Juenemann: Launch of tool - MLFBs transfered from former list into tool"]
["Rotary","Automax","S-NAMUR",250,300,null,"6DR4004-4D",null,"6DR4004-8D","TGX:16300-1556","Either 6DR4004-8D (Plastic) or TGX:16300-1556 (SSt.) coupler required","http://support.automation.siemens.com/US/view/en/28027869","2014-07-08","Juenemann: Launch of tool - MLFBs transfered from former list into tool"]
["Rotary","Automax","N-NAMUR",250,300,null,"6DR4004-4D",null,"6DR4004-8D","TGX:16300-1556","Either 6DR4004-8D (Plastic) or TGX:16300-1556 (SSt.) coupler required","http://support.automation.siemens.com/US/view/en/28027869","2014-07-08","Juenemann: Launch of tool - MLFBs transfered from former list into tool"]
["Rotary","AVCO","CDA",32,105,null,"6DR4004-1D",null,"6DR4004-8D","TGX:16300-1556","Either 6DR4004-8D (Plastic) or TGX:16300-1556 (SSt.) coupler required","http://support.automation.siemens.com/US/view/en/28027869","2014-08-07","Fortino: Added Avco Namur actuator to list, all sizes"]
["Rotary","AVCO","CDA",125,270,null,"6DR4004-3D",null,"6DR4004-8D","TGX:16300-1556","Either 6DR4004-8D (Plastic) or TGX:16300-1556 (SSt.) coupler required","http://support.automation.siemens.com/US/view/en/28027869","2014-08-07","Fortino: Added Avco Namur actuator to list, all sizes"]
["Rotary","AVCO","CSR",32,105,null,"6DR4004-1D",null,"6DR4004-8D","TGX:16300-1556","Either 6DR4004-8D (Plastic) or TGX:16300-1556 (SSt.) coupler required","http://support.automation.siemens.com/US/view/en/28027869","2014-08-07","Fortino: Added Avco Namur actuator to list, all sizes"]
["Rotary","AVCO","CSR",125,270,null,"6DR4004-3D",null,"6DR4004-8D","TGX:16300-1556","Either 6DR4004-8D (Plastic) or TGX:16300-1556 (SSt.) coupler required","http://support.automation.siemens.com/US/view/en/28027869","2014-08-07","Fortino: Added Avco Namur actuator to list, all sizes"]
["Rotary","bar Gmbh","GTD",46,127,null,"6DR4004-2D",null,"6DR4004-8D","TGX:16300-1556","Either 6DR4004-8D (Plastic) or TGX:16300-1556 (SSt.) coupler required","http://support.automation.siemens.com/US/view/en/28027869","2014-07-08","Juenemann: Launch of tool - MLFBs transfered from former list into tool"]
["Rotary","bar Gmbh","GTD",163,254,null,"6DR4004-3D",null,"6DR4004-8D","TGX:16300-1556","Either 6DR4004-8D (Plastic) or TGX:16300-1556 (SSt.) coupler required","http://support.automation.siemens.com/US/view/en/28027869","2014-07-08","Juenemann: Launch of tool - MLFBs transfered from former list into tool"]
["Rotary","bar Gmbh","GTE",46,127,null,"6DR4004-2D",null,"6DR4004-8D","TGX:16300-1556","Either 6DR4004-8D (Plastic) or TGX:16300-1556 (SSt.) coupler required","http://support.automation.siemens.com/US/view/en/28027869","2014-07-08","Juenemann: Launch of tool - MLFBs transfered from former list into tool"]
["Rotary","bar Gmbh","GTE",163,254,null,"6DR4004-3D",null,"6DR4004-8D","TGX:16300-1556","Either 6DR4004-8D (Plastic) or TGX:16300-1556 (SSt.) coupler required","http://support.automation.siemens.com/US/view/en/28027869","2014-07-08","Juenemann: Launch of tool - MLFBs transfered from former list into tool"]
["Rotary","Bauman",21000,0,10000,null,"TGX:16152-342",null,"6DR4004-8D","TGX:16300-1556","Either 6DR4004-8D (Plastic) or TGX:16300-1556 (SSt.) coupler required","http://support.automation.siemens.com/US/view/en/28027977","2014-07-08","Juenemann: Launch of tool - MLFBs transfered from former list into tool"]
["Rotary","Bauman",25000,0,10000,null,"TGX:16152-342",null,"6DR4004-8D","TGX:16300-1556","Either 6DR4004-8D (Plastic) or TGX:16300-1556 (SSt.) coupler required","http://support.automation.siemens.com/US/view/en/28027977","2014-07-08","Juenemann: Launch of tool - MLFBs transfered from former list into tool"]
["Rotary","Bauman",25000,0,10000,null,"TGX:16152-342",null,"6DR4004-8D","TGX:16300-1556","Either 6DR4004-8D (Plastic) or TGX:16300-1556 (SSt.) coupler required","http://support.automation.siemens.com/US/view/en/28027977","2014-07-08","Juenemann: Launch of tool - MLFBs transfered from former list into tool"]
["Rotary","Bettis","CB",315,415,null,"TGX:16300-BT3",null,"6DR4004-8D","TGX:16300-1556","Either 6DR4004-8D (Plastic) or TGX:16300-1556 (SSt.) coupler required","http://support.automation.siemens.com/US/view/en/28265030","2014-07-08","Juenemann: Launch of tool - MLFBs transfered from former list into tool"]
["Rotary","Bettis","CB",420,520,null,"TGX:16300-BT4",null,"6DR4004-8D","TGX:16300-1556","Either 6DR4004-8D (Plastic) or TGX:16300-1556 (SSt.) coupler required","http://support.automation.siemens.com/US/view/en/28265030","2014-07-08","Juenemann: Launch of tool - MLFBs transfered from former list into tool"]
["Rotary","Bettis","CB",525,725,null,"TGX:16300-BT5",null,"6DR4004-8D","TGX:16300-1556","Either 6DR4004-8D (Plastic) or TGX:16300-1556 (SSt.) coupler required","http://support.automation.siemens.com/US/view/en/28265030","2014-07-08","Juenemann: Launch of tool - MLFBs transfered from former list into tool"]
["Rotary","Bettis","CBA",315,415,null,"TGX:16300-BT3",null,"6DR4004-8D","TGX:16300-1556","Either 6DR4004-8D (Plastic) or TGX:16300-1556 (SSt.) coupler required","http://support.automation.siemens.com/US/view/en/28265030","2014-07-08","Juenemann: Launch of tool - MLFBs transfered from former list into tool"]
["Rotary","Bettis","CBA",420,520,null,"TGX:16300-BT4",null,"6DR4004-8D","TGX:16300-1556","Either 6DR4004-8D (Plastic) or TGX:16300-1556 (SSt.) coupler required","http://support.automation.siemens.com/US/view/en/28265030","2014-07-08","Juenemann: Launch of tool - MLFBs transfered from former list into tool"]
["Rotary","Bettis","CBA",525,725,null,"TGX:16300-BT5",null,"6DR4004-8D","TGX:16300-1556","Either 6DR4004-8D (Plastic) or TGX:16300-1556 (SSt.) coupler required","http://support.automation.siemens.com/US/view/en/28265030","2014-07-08","Juenemann: Launch of tool - MLFBs transfered from former list into tool"]
["Rotary","Bettis","CBA",730,1030,null,"6DR4004-1D",null,"6DR4004-8D","TGX:16300-1556","Either 6DR4004-8D (Plastic) or TGX:16300-1556 (SSt.) coupler required","http://support.automation.siemens.com/US/view/en/28027869","2014-07-08","Juenemann: Launch of tool - MLFBs transfered from former list into tool"]
["Rotary","Bettis","CBB",315,415,null,"TGX:16300-BT3",null,"6DR4004-8D","TGX:16300-1556","Either 6DR4004-8D (Plastic) or TGX:16300-1556 (SSt.) coupler required","http://support.automation.siemens.com/US/view/en/28265030","2014-07-08","Juenemann: Launch of tool - MLFBs transfered from former list into tool"]
["Rotary","Bettis","CBB",420,520,null,"TGX:16300-BT4",null,"6DR4004-8D","TGX:16300-1556","Either 6DR4004-8D (Plastic) or TGX:16300-1556 (SSt.) coupler required","http://support.automation.siemens.com/US/view/en/28265030","2014-07-08","Juenemann: Launch of tool - MLFBs transfered from former list into tool"]
["Rotary","Bettis","CBB",525,725,null,"TGX:16300-BT5",null,"6DR4004-8D","TGX:16300-1556","Either 6DR4004-8D (Plastic) or TGX:16300-1556 (SSt.) coupler required","http://support.automation.siemens.com/US/view/en/28265030","2014-07-08","Juenemann: Launch of tool - MLFBs transfered from former list into tool"]
["Rotary","Bettis","DD",25,350,null,"6DR4004-1D",null,"6DR4004-8D","TGX:16300-1556","Either 6DR4004-8D (Plastic) or TGX:16300-1556 (SSt.) coupler required","http://support.automation.siemens.com/US/view/en/28027869","2014-07-08","Juenemann: Launch of tool - MLFBs transfered from former list into tool"]
["Rotary","Bettis","DD",600,1600,null,"6DR4004-3D",null,"6DR4004-8D","TGX:16300-1556","Either 6DR4004-8D (Plastic) or TGX:16300-1556 (SSt.) coupler required","http://support.automation.siemens.com/US/view/en/28027869","2014-07-08","Juenemann: Launch of tool - MLFBs transfered from former list into tool"]
["Rotary","Bettis","DS",25,350,null,"6DR4004-1D",null,"6DR4004-8D","TGX:16300-1556","Either 6DR4004-8D (Plastic) or TGX:16300-1556 (SSt.) coupler required","http://support.automation.siemens.com/US/view/en/28027869","2014-07-08","Juenemann: Launch of tool - MLFBs transfered from former list into tool"]
["Rotary","Bettis","DS",600,1600,null,"6DR4004-3D",null,"6DR4004-8D","TGX:16300-1556","Either 6DR4004-8D (Plastic) or TGX:16300-1556 (SSt.) coupler required","http://support.automation.siemens.com/US/view/en/28027869","2014-07-08","Juenemann: Launch of tool - MLFBs transfered from former list into tool"]
["Rotary","Bettis","G",0,10000,null,"6DR4004-1D",null,"6DR4004-8D","TGX:16300-1556","Either 6DR4004-8D (Plastic) or TGX:16300-1556 (SSt.) coupler required","http://support.automation.siemens.com/US/view/en/28027869","2014-07-08","Juenemann: Launch of tool - MLFBs transfered from former list into tool"]
["Rotary","Bettis","HD",521,722,null,"TGX:16300-BT7",null,"6DR4004-8D","TGX:16300-1556","Either 6DR4004-8D (Plastic) or TGX:16300-1556 (SSt.) coupler required","http://support.automation.siemens.com/US/view/en/28265030","2014-07-08","Juenemann: Launch of tool - MLFBs transfered from former list into tool"]
["Rotary","Bettis","HD",731,733,null,"TGX:16300-BT8",null,"6DR4004-8D","TGX:16300-1556","Either 6DR4004-8D (Plastic) or TGX:16300-1556 (SSt.) coupler required","http://support.automation.siemens.com/US/view/en/28265030","2014-07-08","Juenemann: Launch of tool - MLFBs transfered from former list into tool"]
["Rotary","Bettis","RP",5000,5000,null,"TGX:16300-BT19",null,"6DR4004-8D","TGX:16300-1556","Either 6DR4004-8D (Plastic) or TGX:16300-1556 (SSt.) coupler required","http://support.automation.siemens.com/US/view/en/28265030","2014-07-08","Juenemann: Launch of tool - MLFBs transfered from former list into tool"]
["Rotary","Bettis","RPB",250,1100,null,"TGX:16300-BT18",null,"6DR4004-8D","TGX:16300-1556","Either 6DR4004-8D (Plastic) or TGX:16300-1556 (SSt.) coupler required","http://support.automation.siemens.com/US/view/en/28265030","2014-07-08","Juenemann: Launch of tool - MLFBs transfered from former list into tool"]
["Rotary","Bettis","RPC",0,10000,null,"6DR4004-1D",null,"6DR4004-8D","TGX:16300-1556","Either 6DR4004-8D (Plastic) or TGX:16300-1556 (SSt.) coupler required","http://support.automation.siemens.com/US/view/en/28027869","2014-07-08","Juenemann: Launch of tool - MLFBs transfered from former list into tool"]
["Rotary","Bettis","RPE",25,350,null,"6DR4004-1D",null,"6DR4004-8D","TGX:16300-1556","Either 6DR4004-8D (Plastic) or TGX:16300-1556 (SSt.) coupler required","http://support.automation.siemens.com/US/view/en/28027869","2016-07-22","Fortino: Added Bettis RPE series"]
["Rotary","Bettis","RPE",600,4000,null,"6DR4004-3D",null,"6DR4004-8D","TGX:16300-1556","Either 6DR4004-8D (Plastic) or TGX:16300-1556 (SSt.) coupler required","http://support.automation.siemens.com/US/view/en/28027869","2016-07-22","Fortino: Added Bettis RPE series"]
["Rotary","Bettis","T",3,3,null,"TGX:16300-BT14",null,"6DR4004-8D","TGX:16300-1556","Either 6DR4004-8D (Plastic) or TGX:16300-1556 (SSt.) coupler required","http://support.automation.siemens.com/US/view/en/28265030","2014-07-08","Juenemann: Launch of tool - MLFBs transfered from former list into tool"]
["Rotary","Bettis","T",4,4,null,"TGX:16300-BT15",null,"6DR4004-8D","TGX:16300-1556","Either 6DR4004-8D (Plastic) or TGX:16300-1556 (SSt.) coupler required","http://support.automation.siemens.com/US/view/en/28265030","2014-07-08","Juenemann: Launch of tool - MLFBs transfered from former list into tool"]
["Rotary","Bettis","T",5,5,null,"TGX:16300-BT16",null,"6DR4004-8D","TGX:16300-1556","Either 6DR4004-8D (Plastic) or TGX:16300-1556 (SSt.) coupler required","http://support.automation.siemens.com/US/view/en/28265030","2014-07-08","Juenemann: Launch of tool - MLFBs transfered from former list into tool"]
["Rotary","Bettis","T",8,8,null,"TGX:16300-BT17",null,"6DR4004-8D","TGX:16300-1556","Either 6DR4004-8D (Plastic) or TGX:16300-1556 (SSt.) coupler required","http://support.automation.siemens.com/US/view/en/28265030","2014-07-08","Juenemann: Launch of tool - MLFBs transfered from former list into tool"]
["Rotary","Bi-Torq","PN-Series",52,100,null,"6DR4004-1D",null,"6DR4004-8D","TGX:16300-1556","Either 6DR4004-8D (Plastic) or TGX:16300-1556 (SSt.) coupler required","http://support.automation.siemens.com/US/view/en/28027869","2016-09-15","Juenemann: Changed from TGX:16152-105 to 6DR4004-1D"]
["Rotary","Bi-Torq","PN-Series",115,140,null,"6DR4004-3D",null,"6DR4004-8D","TGX:16300-1556","Either 6DR4004-8D (Plastic) or TGX:16300-1556 (SSt.) coupler required","http://support.automation.siemens.com/US/view/en/28027869","2016-09-15","Juenemann: Changed from TGX:16152-149 to 6DR4004-3D"]
["Rotary","Bi-Torq","PN-Series","32DA","32DA",null,"6DR4004-1D",null,"6DR4004-8D","TGX:16300-1556","Either 6DR4004-8D (Plastic) or TGX:16300-1556 (SSt.) coupler required","http://support.automation.siemens.com/US/view/en/28027869","2016-09-15","Juenemann: Added actuator type to MBST"]
["Rotary","Bi-Torq","PN-Series",160,270,null,"6DR4004-2D",null,"6DR4004-8D","TGX:16300-1556","Either 6DR4004-8D (Plastic) or TGX:16300-1556 (SSt.) coupler required","http://support.automation.siemens.com/US/view/en/28027869","2016-09-15","Juenemann: Changed from TGX:16152-147 to 6DR4004-2D"]
["Rotary","Bi-Torq","SS-Series",45,105,null,"6DR4004-1D",null,"6DR4004-8D","TGX:16300-1556","Either 6DR4004-8D (Plastic) or TGX:16300-1556 (SSt.) coupler required","http://support.automation.siemens.com/US/view/en/28027869","2016-09-15","Juenemann: Added actuator type to MBST"]
["Rotary","Bi-Torq","SS-Series",125,160,null,"6DR4004-3D",null,"6DR4004-8D","TGX:16300-1556","Either 6DR4004-8D (Plastic) or TGX:16300-1556 (SSt.) coupler required","http://support.automation.siemens.com/US/view/en/28027869","2016-09-15","Juenemann: Added actuator type to MBST"]
["Rotary","Bonomi","DA",52,100,null,"6DR4004-1D",null,"6DR4004-8D","TGX:16300-1556","Either 6DR4004-8D (Plastic) or TGX:16300-1556 (SSt.) coupler required","http://support.automation.siemens.com/US/view/en/28027869","2016-07-21","Fortino: Added Bonomi series"]
["Rotary","Bonomi","DA",115,270,null,"6DR4004-3D",null,"6DR4004-8D","TGX:16300-1556","Either 6DR4004-8D (Plastic) or TGX:16300-1556 (SSt.) coupler required","http://support.automation.siemens.com/US/view/en/28027869","2016-07-21","Fortino: Added Bonomi series"]
["Rotary","Bonomi","DA",330,330,null,"6DR4004-4D",null,"6DR4004-8D","TGX:16300-1556","Either 6DR4004-8D (Plastic) or TGX:16300-1556 (SSt.) coupler required","http://support.automation.siemens.com/US/view/en/28027869","2016-07-21","Fortino: Added Bonomi series"]
["Rotary","Bonomi","SR",52,100,null,"6DR4004-1D",null,"6DR4004-8D","TGX:16300-1556","Either 6DR4004-8D (Plastic) or TGX:16300-1556 (SSt.) coupler required","http://support.automation.siemens.com/US/view/en/28027869","2016-07-21","Fortino: Added Bonomi series"]
["Rotary","Bonomi","SR",115,270,null,"6DR4004-3D",null,"6DR4004-8D","TGX:16300-1556","Either 6DR4004-8D (Plastic) or TGX:16300-1556 (SSt.) coupler required","http://support.automation.siemens.com/US/view/en/28027869","2016-07-21","Fortino: Added Bonomi series"]
["Rotary","Bonomi","SR",330,330,null,"6DR4004-4D",null,"6DR4004-8D","TGX:16300-1556","Either 6DR4004-8D (Plastic) or TGX:16300-1556 (SSt.) coupler required","http://support.automation.siemens.com/US/view/en/28027869","2016-07-21","Fortino: Added Bonomi series"]
["Rotary","Bonomi","INOX",52,100,null,"6DR4004-1D",null,"6DR4004-8D","TGX:16300-1556","Either 6DR4004-8D (Plastic) or TGX:16300-1556 (SSt.) coupler required","http://support.automation.siemens.com/US/view/en/28027869","2016-07-21","Fortino: Added Bonomi series"]
["Rotary","Bray",92,63,128,null,"6DR4004-1D",null,"6DR4004-8D","TGX:16300-1556","Either 6DR4004-8D (Plastic) or TGX:16300-1556 (SSt.) coupler required","http://support.automation.siemens.com/US/view/en/28027869","2019-07-09","Fortino: Increased size range to 128"]
["Rotary","Bray",92,160,255,null,"6DR4004-3D",null,"6DR4004-8D","TGX:16300-1556","Either 6DR4004-8D (Plastic) or TGX:16300-1556 (SSt.) coupler required","http://support.automation.siemens.com/US/view/en/28027869","2014-07-08","Juenemann: Launch of tool - MLFBs transfered from former list into tool"]
["Rotary","Bray",93,63,128,null,"6DR4004-1D",null,"6DR4004-8D","TGX:16300-1556","Either 6DR4004-8D (Plastic) or TGX:16300-1556 (SSt.) coupler required","http://support.automation.siemens.com/US/view/en/28027869","2019-07-09","Fortino: Increased size range to 128"]
["Rotary","Bray",93,160,255,null,"6DR4004-3D",null,"6DR4004-8D","TGX:16300-1556","Either 6DR4004-8D (Plastic) or TGX:16300-1556 (SSt.) coupler required","http://support.automation.siemens.com/US/view/en/28027869","2014-07-08","Juenemann: Launch of tool - MLFBs transfered from former list into tool"]
["Rotary","Bray",98,0,10000,null,"6DR4004-1D",null,"6DR4004-8D","TGX:16300-1556","Either 6DR4004-8D (Plastic) or TGX:16300-1556 (SSt.) coupler required","http://support.automation.siemens.com/US/view/en/28027869","2016-07-20","Fortino: Added Bray 98 actuator"]
["Rotary","Centerline",33,100,125,null,"6DR4004-1D",null,"6DR4004-8D","TGX:16300-1556","Either 6DR4004-8D (Plastic) or TGX:16300-1556 (SSt.) coupler required","http://support.automation.siemens.com/US/view/en/28027869","2014-07-08","Juenemann: Launch of tool - MLFBs transfered from former list into tool"]
["Rotary","Centerline",38,100,125,null,"6DR4004-1D",null,"6DR4004-8D","TGX:16300-1556","Either 6DR4004-8D (Plastic) or TGX:16300-1556 (SSt.) coupler required","http://support.automation.siemens.com/US/view/en/28027869","2014-07-08","Juenemann: Launch of tool - MLFBs transfered from former list into tool"]
["Rotary","Chemline Plastics","PA","W","W",null,"6DR4004-1D",null,"6DR4004-8D","TGX:16300-1556","Either 6DR4004-8D (Plastic) or TGX:16300-1556 (SSt.) coupler required","http://support.automation.siemens.com/US/view/en/28027869","2016-07-22","Fortino: Added Chemline plastics actuator"]
["Rotary","Chemline Plastics","PA",0,30,null,"6DR4004-1D",null,"6DR4004-8D","TGX:16300-1556","Either 6DR4004-8D (Plastic) or TGX:16300-1556 (SSt.) coupler required","http://support.automation.siemens.com/US/view/en/28027869","2016-07-22","Fortino: Added Chemline plastics actuator"]
["Rotary","Chemline Plastics","PA",40,70,null,"6DR4004-4D",null,"6DR4004-8D","TGX:16300-1556","Either 6DR4004-8D (Plastic) or TGX:16300-1556 (SSt.) coupler required","http://support.automation.siemens.com/US/view/en/28027869","2016-07-22","Fortino: Added Chemline plastics actuator"]
["Rotary","Chemline Plastics","PP","W","W",null,"6DR4004-1D",null,"6DR4004-8D","TGX:16300-1556","Either 6DR4004-8D (Plastic) or TGX:16300-1556 (SSt.) coupler required","http://support.automation.siemens.com/US/view/en/28027869","2016-07-22","Fortino: Added Chemline plastics actuator"]
["Rotary","Chemline Plastics","PP",0,20,null,"6DR4004-1D",null,"6DR4004-8D","TGX:16300-1556","Either 6DR4004-8D (Plastic) or TGX:16300-1556 (SSt.) coupler required","http://support.automation.siemens.com/US/view/en/28027869","2016-07-22","Fortino: Added Chemline plastics actuator"]
["Rotary","Chemline Plastics","P3",0,30,null,"6DR4004-1D",null,"6DR4004-8D","TGX:16300-1556","Either 6DR4004-8D (Plastic) or TGX:16300-1556 (SSt.) coupler required","http://support.automation.siemens.com/US/view/en/28027869","2016-07-22","Fortino: Added Chemline plastics actuator"]
["Rotary","Chemline Plastics","P3",40,40,null,"6DR4004-4D",null,"6DR4004-8D","TGX:16300-1556","Either 6DR4004-8D (Plastic) or TGX:16300-1556 (SSt.) coupler required","http://support.automation.siemens.com/US/view/en/28027869","2016-07-22","Fortino: Added Chemline plastics actuator"]
["Rotary","CompacTorque","CT",20,20,null,"TGX:16300-CT1",null,"6DR4004-8D","TGX:16300-1556","Either 6DR4004-8D (Plastic) or TGX:16300-1556 (SSt.) coupler required","http://support.automation.siemens.com/US/view/en/28265030","2014-07-08","Juenemann: Launch of tool - MLFBs transfered from former list into tool"]
["Rotary","CompacTorque","3TD",30,60,null,"6DR4004-1D",null,"6DR4004-8D","TGX:16300-1556","Either 6DR4004-8D (Plastic) or TGX:16300-1556 (SSt.) coupler required","http://support.automation.siemens.com/US/view/en/28027869","2014-07-08","Juenemann: Launch of tool - MLFBs transfered from former list into tool"]
["Rotary","CompacTorque","3TS",30,30,null,"6DR4004-1D",null,"6DR4004-8D","TGX:16300-1556","Either 6DR4004-8D (Plastic) or TGX:16300-1556 (SSt.) coupler required","http://support.automation.siemens.com/US/view/en/28027869","2014-07-08","Juenemann: Launch of tool - MLFBs transfered from former list into tool"]
["Rotary","CompacTorque","CTD",30,60,null,"6DR4004-1D",null,"6DR4004-8D","TGX:16300-1556","Either 6DR4004-8D (Plastic) or TGX:16300-1556 (SSt.) coupler required","http://support.automation.siemens.com/US/view/en/28027869","2014-07-08","Juenemann: Launch of tool - MLFBs transfered from former list into tool"]
["Rotary","CompacTorque","CTS",30,30,null,"6DR4004-1D",null,"6DR4004-8D","TGX:16300-1556","Either 6DR4004-8D (Plastic) or TGX:16300-1556 (SSt.) coupler required","http://support.automation.siemens.com/US/view/en/28027869","2014-07-08","Juenemann: Launch of tool - MLFBs transfered from former list into tool"]
["Rotary","CompacTorque","3TD",0,0,null,"6DR4004-3D",null,"6DR4004-8D","TGX:16300-1556","Either 6DR4004-8D (Plastic) or TGX:16300-1556 (SSt.) coupler required","http://support.automation.siemens.com/US/view/en/28027869","2014-07-08","Juenemann: Launch of tool - MLFBs transfered from former list into tool"]
["Rotary","CompacTorque","3TS",0,0,null,"6DR4004-3D",null,"6DR4004-8D","TGX:16300-1556","Either 6DR4004-8D (Plastic) or TGX:16300-1556 (SSt.) coupler required","http://support.automation.siemens.com/US/view/en/28027869","2014-07-08","Juenemann: Launch of tool - MLFBs transfered from former list into tool"]
["Rotary","CompacTorque","CTD",0,0,null,"6DR4004-3D",null,"6DR4004-8D","TGX:16300-1556","Either 6DR4004-8D (Plastic) or TGX:16300-1556 (SSt.) coupler required","http://support.automation.siemens.com/US/view/en/28027869","2014-07-08","Juenemann: Launch of tool - MLFBs transfered from former list into tool"]
["Rotary","CompacTorque","CTS",0,0,null,"6DR4004-3D",null,"6DR4004-8D","TGX:16300-1556","Either 6DR4004-8D (Plastic) or TGX:16300-1556 (SSt.) coupler required","http://support.automation.siemens.com/US/view/en/28027869","2014-07-08","Juenemann: Launch of tool - MLFBs transfered from former list into tool"]
["Rotary","CompacTorque","3TD",65,90,null,"6DR4004-3D",null,"6DR4004-8D","TGX:16300-1556","Either 6DR4004-8D (Plastic) or TGX:16300-1556 (SSt.) coupler required","http://support.automation.siemens.com/US/view/en/28027869","2014-07-08","Juenemann: Launch of tool - MLFBs transfered from former list into tool"]
["Rotary","CompacTorque","3TS",65,90,null,"6DR4004-3D",null,"6DR4004-8D","TGX:16300-1556","Either 6DR4004-8D (Plastic) or TGX:16300-1556 (SSt.) coupler required","http://support.automation.siemens.com/US/view/en/28027869","2014-07-08","Juenemann: Launch of tool - MLFBs transfered from former list into tool"]
["Rotary","CompacTorque","CTD",65,90,null,"6DR4004-3D",null,"6DR4004-8D","TGX:16300-1556","Either 6DR4004-8D (Plastic) or TGX:16300-1556 (SSt.) coupler required","http://support.automation.siemens.com/US/view/en/28027869","2014-07-08","Juenemann: Launch of tool - MLFBs transfered from former list into tool"]
["Rotary","CompacTorque","CTS",65,90,null,"6DR4004-3D",null,"6DR4004-8D","TGX:16300-1556","Either 6DR4004-8D (Plastic) or TGX:16300-1556 (SSt.) coupler required","http://support.automation.siemens.com/US/view/en/28027869","2014-07-08","Juenemann: Launch of tool - MLFBs transfered from former list into tool"]
["Rotary","Compact II","C",15,45,null,"6DR4004-1D",null,"6DR4004-8D","TGX:16300-1556","Either 6DR4004-8D (Plastic) or TGX:16300-1556 (SSt.) coupler required","http://support.automation.siemens.com/US/view/en/28027869","2014-07-08","Juenemann: Launch of tool - MLFBs transfered from former list into tool"]
["Rotary","Compact II","C",60,75,null,"6DR4004-3D",null,"6DR4004-8D","TGX:16300-1556","Either 6DR4004-8D (Plastic) or TGX:16300-1556 (SSt.) coupler required","http://support.automation.siemens.com/US/view/en/28027869","2014-07-08","Juenemann: Launch of tool - MLFBs transfered from former list into tool"]
["Rotary","Contromatics","PA",100,4100,null,"6DR4004-1D",null,"6DR4004-8D","TGX:16300-1556","Either 6DR4004-8D (Plastic) or TGX:16300-1556 (SSt.) coupler required","http://support.automation.siemens.com/US/view/en/28027869","2014-07-08","Juenemann: Launch of tool - MLFBs transfered from former list into tool"]
["Rotary","Contromatics","PA",5800,37200,null,"6DR4004-3D",null,"6DR4004-8D","TGX:16300-1556","Either 6DR4004-8D (Plastic) or TGX:16300-1556 (SSt.) coupler required","http://support.automation.siemens.com/US/view/en/28027869","2014-07-08","Juenemann: Launch of tool - MLFBs transfered from former list into tool"]
["Rotary","Contromatics","PAS",100,4100,null,"6DR4004-1D",null,"6DR4004-8D","TGX:16300-1556","Either 6DR4004-8D (Plastic) or TGX:16300-1556 (SSt.) coupler required","http://support.automation.siemens.com/US/view/en/28027869","2014-07-08","Juenemann: Launch of tool - MLFBs transfered from former list into tool"]
["Rotary","Contromatics","PAS",5800,37200,null,"6DR4004-3D",null,"6DR4004-8D","TGX:16300-1556","Either 6DR4004-8D (Plastic) or TGX:16300-1556 (SSt.) coupler required","http://support.automation.siemens.com/US/view/en/28027869","2014-07-08","Juenemann: Launch of tool - MLFBs transfered from former list into tool"]
["Rotary","Copes Vulcan","DR",0,10000,null,"TGX:16300-DR1",null,"6DR4004-8D","TGX:16300-1556","Either 6DR4004-8D (Plastic) or TGX:16300-1556 (SSt.) coupler required.  This is for a 2 inch bolt pattern.","http://support.automation.siemens.com/US/view/en/28265030","2014-07-08","Juenemann: Launch of tool - MLFBs transfered from former list into tool"]
["Rotary","Copes Vulcan","Power RAC R-Series",1,1,null,"TGX:16152-328",null,"6DR4004-8D","TGX:16300-1556","Either 6DR4004-8D (Plastic) or TGX:16300-1556 (SSt.) coupler required","http://support.automation.siemens.com/US/view/en/28029607","2015-02-18","Fortino: Added link to instructions for Power Rac R-series sizes 2 and 3.  Same instructions for size 1.\nFortino: Since the Copes Vulcan Power RAC actuator is also referred to as: DeZurik, Daniel and SPX, I'm listing these\nmounting solutions four times so a customer can find the mounting kit no matter how it was referenced."]
["Rotary","Copes Vulcan","Power RAC R-Series",2,2,null,"TGX:16152-511",null,"6DR4004-8D","TGX:16300-1556","Either 6DR4004-8D (Plastic) or TGX:16300-1556 (SSt.) coupler required","http://support.automation.siemens.com/US/view/en/28029607","2015-02-18","Fortino: Added link to instructions for Power Rac R-series sizes 2 and 3.  Same instructions for size 1.\nFortino: Since the Copes Vulcan Power RAC actuator is also referred to as: DeZurik, Daniel and SPX, I'm listing these\nmounting solutions four times so a customer can find the mounting kit no matter how it was referenced."]
["Rotary","Copes Vulcan","Power RAC R-Series",3,3,null,"TGX:16152-512",null,"6DR4004-8D","TGX:16300-1556","Either 6DR4004-8D (Plastic) or TGX:16300-1556 (SSt.) coupler required","http://support.automation.siemens.com/US/view/en/28029607","2015-02-18","Fortino: Added link to instructions for Power Rac R-series sizes 2 and 3.  Same instructions for size 1.\nFortino: Since the Copes Vulcan Power RAC actuator is also referred to as: DeZurik, Daniel and SPX, I'm listing these\nmounting solutions four times so a customer can find the mounting kit no matter how it was referenced."]
["Rotary","Crane","Revo",6,50,null,"6DR4004-1D",null,"6DR4004-8D","TGX:16300-1556","Either 6DR4004-8D (Plastic) or TGX:16300-1556 (SSt.) coupler required","http://support.automation.siemens.com/US/view/en/28027869","2014-07-08","Juenemann: Launch of tool - MLFBs transfered from former list into tool"]
["Rotary","Crane","Revo",90,180,null,"6DR4004-3D",null,"6DR4004-8D","TGX:16300-1556","Either 6DR4004-8D (Plastic) or TGX:16300-1556 (SSt.) coupler required","http://support.automation.siemens.com/US/view/en/28027869","2014-07-08","Juenemann: Launch of tool - MLFBs transfered from former list into tool"]
["Rotary","Crane",205,0,10000,null,"6DR4004-3D",null,"6DR4004-8D","TGX:16300-1556","Either 6DR4004-8D (Plastic) or TGX:16300-1556 (SSt.) coupler required","http://support.automation.siemens.com/US/view/en/28027869","2014-07-08","Juenemann: Launch of tool - MLFBs transfered from former list into tool"]
["Rotary","Crane",380,0,10000,null,"6DR4004-3D",null,"6DR4004-8D","TGX:16300-1556","Either 6DR4004-8D (Plastic) or TGX:16300-1556 (SSt.) coupler required","http://support.automation.siemens.com/US/view/en/28027869","2014-07-08","Juenemann: Launch of tool - MLFBs transfered from former list into tool"]
["Rotary","CVS",1051,30,30,null,"TGX:16152-364",null,"6DR4004-8D","TGX:16300-1556","Either 6DR4004-8D (Plastic) or TGX:16300-1556 (SSt.) coupler required","http://support.automation.siemens.com/US/view/en/27098055/130000","2016-07-22","Fortino: Added CVS series actuator, same as Fisher 1051/2"]
["Rotary","CVS",1051,40,70,null,"TGX:16152-364",null,"6DR4004-8D","TGX:16300-1556","Either 6DR4004-8D (Plastic) or TGX:16300-1556 (SSt.) coupler required","http://support.automation.siemens.com/US/view/en/27098055/130000","2016-07-22","Fortino: Added CVS series actuator, same as Fisher 1051/2"]
["Rotary","CVS",1052,30,30,null,"TGX:16152-364",null,"6DR4004-8D","TGX:16300-1556","Either 6DR4004-8D (Plastic) or TGX:16300-1556 (SSt.) coupler required","http://support.automation.siemens.com/US/view/en/27098055/130000","2016-07-22","Fortino: Added CVS series actuator, same as Fisher 1051/2"]
["Rotary","CVS",1052,40,70,null,"TGX:16152-364",null,"6DR4004-8D","TGX:16300-1556","Either 6DR4004-8D (Plastic) or TGX:16300-1556 (SSt.) coupler required","http://support.automation.siemens.com/US/view/en/27098055/130000","2016-07-22","Fortino: Added CVS series actuator, same as Fisher 1051/2"]
["Rotary","Daniel","Power RAC R-Series",1,1,null,"TGX:16152-328",null,"6DR4004-8D","TGX:16300-1556","Either 6DR4004-8D (Plastic) or TGX:16300-1556 (SSt.) coupler required","http://support.automation.siemens.com/US/view/en/28029607","2015-02-18","Fortino: Added link to instructions for Power Rac R-series sizes 2 and 3.  Same instructions for size 1.\nFortino: Since the Copes Vulcan Power RAC actuator is also referred to as: DeZurik, Daniel and SPX, I'm listing these\nmounting solutions four times so a customer can find the mounting kit no matter how it was referenced."]
["Rotary","Daniel","Power RAC R-Series",2,2,null,"TGX:16152-511",null,"6DR4004-8D","TGX:16300-1556","Either 6DR4004-8D (Plastic) or TGX:16300-1556 (SSt.) coupler required","http://support.automation.siemens.com/US/view/en/28029607","2015-02-18","Fortino: Added link to instructions for Power Rac R-series sizes 2 and 3.  Same instructions for size 1.\nFortino: Since the Copes Vulcan Power RAC actuator is also referred to as: DeZurik, Daniel and SPX, I'm listing these\nmounting solutions four times so a customer can find the mounting kit no matter how it was referenced."]
["Rotary","Daniel","Power RAC R-Series",3,3,null,"TGX:16152-512",null,"6DR4004-8D","TGX:16300-1556","Either 6DR4004-8D (Plastic) or TGX:16300-1556 (SSt.) coupler required","http://support.automation.siemens.com/US/view/en/28029607","2015-02-18","Fortino: Added link to instructions for Power Rac R-series sizes 2 and 3.  Same instructions for size 1.\nFortino: Since the Copes Vulcan Power RAC actuator is also referred to as: DeZurik, Daniel and SPX, I'm listing these\nmounting solutions four times so a customer can find the mounting kit no matter how it was referenced."]
["Rotary","DeZurik","DR",0,10000,null,"TGX:16300-DR1",null,"6DR4004-8D","TGX:16300-1556","Either 6DR4004-8D (Plastic) or TGX:16300-1556 (SSt.) coupler required.  This is for a 2 inch bolt pattern.","http://support.automation.siemens.com/US/view/en/28265030","2014-07-08","Juenemann: Launch of tool - MLFBs transfered from former list into tool"]
["Rotary","DeZurik","Power RAC R-Series",1,1,null,"TGX:16152-328",null,"6DR4004-8D","TGX:16300-1556","Either 6DR4004-8D (Plastic) or TGX:16300-1556 (SSt.) coupler required","http://support.automation.siemens.com/US/view/en/28029607","2015-02-18","Fortino: Added link to instructions for Power Rac R-series sizes 2 and 3.  Same instructions for size 1.\nFortino: Since the Copes Vulcan Power RAC actuator is also referred to as: DeZurik, Daniel and SPX, I'm listing these\nmounting solutions four times so a customer can find the mounting kit no matter how it was referenced."]
["Rotary","DeZurik","Power RAC R-Series",2,2,null,"TGX:16152-511",null,"6DR4004-8D","TGX:16300-1556","Either 6DR4004-8D (Plastic) or TGX:16300-1556 (SSt.) coupler required","http://support.automation.siemens.com/US/view/en/28029607","2015-02-18","Fortino: Added link to instructions for Power Rac R-series sizes 2 and 3.  Same instructions for size 1.\nFortino: Since the Copes Vulcan Power RAC actuator is also referred to as: DeZurik, Daniel and SPX, I'm listing these\nmounting solutions four times so a customer can find the mounting kit no matter how it was referenced."]
["Rotary","DeZurik","Power RAC R-Series",3,3,null,"TGX:16152-512",null,"6DR4004-8D","TGX:16300-1556","Either 6DR4004-8D (Plastic) or TGX:16300-1556 (SSt.) coupler required","http://support.automation.siemens.com/US/view/en/28029607","2015-02-18","Fortino: Added link to instructions for Power Rac R-series sizes 2 and 3.  Same instructions for size 1.\nFortino: Since the Copes Vulcan Power RAC actuator is also referred to as: DeZurik, Daniel and SPX, I'm listing these\nmounting solutions four times so a customer can find the mounting kit no matter how it was referenced."]
["Rotary","DelTech",21,45,100,null,"6DR4004-1D",null,"6DR4004-8D","TGX:16300-1556","Either 6DR4004-8D (Plastic) or TGX:16300-1556 (SSt.) coupler required","http://support.automation.siemens.com/US/view/en/28027869","2019-07-09","Fortino: Added DelVal, DelTech and DelTorq names"]
["Rotary","DelTech",21,115,200,null,"6DR4004-3D",null,"6DR4004-8D","TGX:16300-1556","Either 6DR4004-8D (Plastic) or TGX:16300-1556 (SSt.) coupler required","http://support.automation.siemens.com/US/view/en/28027869","2019-07-09","Fortino: Added DelVal, DelTech and DelTorq names"]
["Rotary","DelTorq",21,45,100,null,"6DR4004-1D",null,"6DR4004-8D","TGX:16300-1556","Either 6DR4004-8D (Plastic) or TGX:16300-1556 (SSt.) coupler required","http://support.automation.siemens.com/US/view/en/28027869","2019-07-09","Fortino: Added DelVal, DelTech and DelTorq names"]
["Rotary","DelTorq",21,115,200,null,"6DR4004-3D",null,"6DR4004-8D","TGX:16300-1556","Either 6DR4004-8D (Plastic) or TGX:16300-1556 (SSt.) coupler required","http://support.automation.siemens.com/US/view/en/28027869","2019-07-09","Fortino: Added DelVal, DelTech and DelTorq names"]
["Rotary","DelVal",21,45,100,null,"6DR4004-1D",null,"6DR4004-8D","TGX:16300-1556","Either 6DR4004-8D (Plastic) or TGX:16300-1556 (SSt.) coupler required","http://support.automation.siemens.com/US/view/en/28027869","2019-07-09","Fortino: Added DelVal, DelTech and DelTorq names"]
["Rotary","DelVal",21,115,200,null,"6DR4004-3D",null,"6DR4004-8D","TGX:16300-1556","Either 6DR4004-8D (Plastic) or TGX:16300-1556 (SSt.) coupler required","http://support.automation.siemens.com/US/view/en/28027869","2019-07-09","Fortino: Added DelVal, DelTech and DelTorq names"]
["Rotary","DelTech",25,250,350,null,"6DR4004-1D",null,"6DR4004-8D","TGX:16300-1556","Either 6DR4004-8D (Plastic) or TGX:16300-1556 (SSt.) coupler required","http://support.automation.siemens.com/US/view/en/28027869","2019-07-09","Fortino: Added DelVal, DelTech and DelTorq names and model 25 series"]
["Rotary","DelTech",25,500,500,null,"6DR4004-3D",null,"6DR4004-8D","TGX:16300-1556","Either 6DR4004-8D (Plastic) or TGX:16300-1556 (SSt.) coupler required","http://support.automation.siemens.com/US/view/en/28027869","2019-07-09","Fortino: Added DelVal, DelTech and DelTorq names and model 25 series"]
["Rotary","DelTorq",25,250,350,null,"6DR4004-1D",null,"6DR4004-8D","TGX:16300-1556","Either 6DR4004-8D (Plastic) or TGX:16300-1556 (SSt.) coupler required","http://support.automation.siemens.com/US/view/en/28027869","2019-07-09","Fortino: Added DelVal, DelTech and DelTorq names and model 25 series"]
["Rotary","DelTorq",25,500,500,null,"6DR4004-3D",null,"6DR4004-8D","TGX:16300-1556","Either 6DR4004-8D (Plastic) or TGX:16300-1556 (SSt.) coupler required","http://support.automation.siemens.com/US/view/en/28027869","2019-07-09","Fortino: Added DelVal, DelTech and DelTorq names and model 25 series"]
["Rotary","DelVal",25,250,350,null,"6DR4004-1D",null,"6DR4004-8D","TGX:16300-1556","Either 6DR4004-8D (Plastic) or TGX:16300-1556 (SSt.) coupler required","http://support.automation.siemens.com/US/view/en/28027869","2019-07-09","Fortino: Added DelVal, DelTech and DelTorq names and model 25 series"]
["Rotary","DelVal",25,500,500,null,"6DR4004-3D",null,"6DR4004-8D","TGX:16300-1556","Either 6DR4004-8D (Plastic) or TGX:16300-1556 (SSt.) coupler required","http://support.automation.siemens.com/US/view/en/28027869","2019-07-09","Fortino: Added DelVal, DelTech and DelTorq names and model 25 series"]
["Rotary","DurAir","AP",50,100,null,"6DR4004-1D",null,"6DR4004-8D","TGX:16300-1556","Either 6DR4004-8D (Plastic) or TGX:16300-1556 (SSt.) coupler required","http://support.automation.siemens.com/US/view/en/28027869","2014-07-08","Juenemann: Launch of tool - MLFBs transfered from former list into tool"]
["Rotary","DurAir","AP",125,125,null,"6DR4004-3D",null,"6DR4004-8D","TGX:16300-1556","Either 6DR4004-8D (Plastic) or TGX:16300-1556 (SSt.) coupler required","http://support.automation.siemens.com/US/view/en/28027869","2014-07-08","Juenemann: Launch of tool - MLFBs transfered from former list into tool"]
["Rotary","DurAir","AP",160,200,null,"6DR4004-4D",null,"6DR4004-8D","TGX:16300-1556","Either 6DR4004-8D (Plastic) or TGX:16300-1556 (SSt.) coupler required","http://support.automation.siemens.com/US/view/en/28027869","2014-07-08","Juenemann: Launch of tool - MLFBs transfered from former list into tool"]
["Rotary","Ebro","EB",4,22,null,"6DR4004-2D",null,"6DR4004-8D","TGX:16300-1556","Either 6DR4004-8D (Plastic) or TGX:16300-1556 (SSt.) coupler required","http://support.automation.siemens.com/US/view/en/28027869","2016-07-13","Fortino: Changed Ebro listing to proper dimensional offering"]
["Rotary","Ebro","EB",280,280,null,"6DR4004-3D",null,"6DR4004-8D","TGX:16300-1556","Either 6DR4004-8D (Plastic) or TGX:16300-1556 (SSt.) coupler required","http://support.automation.siemens.com/US/view/en/28027869","2016-07-13","Fortino: Changed Ebro listing to proper dimensional offering"]
["Rotary","El-o-matic","E",12,350,null,"6DR4004-1D",null,"6DR4004-8D","TGX:16300-1556","Either 6DR4004-8D (Plastic) or TGX:16300-1556 (SSt.) coupler required","http://support.automation.siemens.com/US/view/en/28027869","2014-07-08","Juenemann: Launch of tool - MLFBs transfered from former list into tool"]
["Rotary","El-o-matic","E",500,1600,null,"6DR4004-3D",null,"6DR4004-8D","TGX:16300-1556","Either 6DR4004-8D (Plastic) or TGX:16300-1556 (SSt.) coupler required","http://support.automation.siemens.com/US/view/en/28027869","2014-07-08","Juenemann: Launch of tool - MLFBs transfered from former list into tool"]
["Rotary","El-o-matic","FD",25,350,null,"6DR4004-1D",null,"6DR4004-8D","TGX:16300-1556","Either 6DR4004-8D (Plastic) or TGX:16300-1556 (SSt.) coupler required","http://support.automation.siemens.com/US/view/en/28027869","2016-07-21","Fortino: Added Elomatic F-series"]
["Rotary","El-o-matic","FD",600,4000,null,"6DR4004-3D",null,"6DR4004-8D","TGX:16300-1556","Either 6DR4004-8D (Plastic) or TGX:16300-1556 (SSt.) coupler required","http://support.automation.siemens.com/US/view/en/28027869","2016-07-21","Fortino: Added Elomatic F-series"]
["Rotary","El-o-matic","FS",25,350,null,"6DR4004-1D",null,"6DR4004-8D","TGX:16300-1556","Either 6DR4004-8D (Plastic) or TGX:16300-1556 (SSt.) coupler required","http://support.automation.siemens.com/US/view/en/28027869","2016-07-21","Fortino: Added Elomatic F-series"]
["Rotary","El-o-matic","FS",600,4000,null,"6DR4004-3D",null,"6DR4004-8D","TGX:16300-1556","Either 6DR4004-8D (Plastic) or TGX:16300-1556 (SSt.) coupler required","http://support.automation.siemens.com/US/view/en/28027869","2016-07-21","Fortino: Added Elomatic F-series"]
["Rotary","El-o-matic","P",12,350,null,"6DR4004-1D",null,"6DR4004-8D","TGX:16300-1556","Either 6DR4004-8D (Plastic) or TGX:16300-1556 (SSt.) coupler required","http://support.automation.siemens.com/US/view/en/28027869","2014-07-08","Juenemann: Launch of tool - MLFBs transfered from former list into tool"]
["Rotary","El-o-matic","P",500,4000,null,"6DR4004-3D",null,"6DR4004-8D","TGX:16300-1556","Either 6DR4004-8D (Plastic) or TGX:16300-1556 (SSt.) coupler required","http://support.automation.siemens.com/US/view/en/28027869","2014-07-08","Juenemann: Launch of tool - MLFBs transfered from former list into tool"]
["Rotary","END-Armaturen Gmbh & Co. KG","SK",43,127,null,"6DR4004-2D",null,"6DR4004-8D","TGX:16300-1556","Either 6DR4004-8D (Plastic) or TGX:16300-1556 (SSt.) coupler required","http://support.automation.siemens.com/US/view/en/28027869","2014-07-08","Juenemann: Launch of tool - MLFBs transfered from former list into tool"]
["Rotary","END-Armaturen Gmbh & Co. KG","SK",163,210,null,"6DR4004-3D",null,"6DR4004-8D","TGX:16300-1556","Either 6DR4004-8D (Plastic) or TGX:16300-1556 (SSt.) coupler required","http://support.automation.siemens.com/US/view/en/28027869","2014-07-08","Juenemann: Launch of tool - MLFBs transfered from former list into tool"]
["Rotary","Ewald Kraft","M",4,112,null,"6DR4004-2D",null,"6DR4004-8D","TGX:16300-1556","Either 6DR4004-8D (Plastic) or TGX:16300-1556 (SSt.) coupler required","http://support.automation.siemens.com/US/view/en/28027869","2014-07-08","Juenemann: Launch of tool - MLFBs transfered from former list into tool"]
["Rotary","Festo","DER",405,2607,null,"6DR4004-1D",null,"6DR4004-8D","TGX:16300-1556","Either 6DR4004-8D (Plastic) or TGX:16300-1556 (SSt.) coupler required","http://support.automation.siemens.com/US/view/en/28027869","2014-07-08","Juenemann: Launch of tool - MLFBs transfered from former list into tool"]
["Rotary","Festo","DER",5010,37514,null,"6DR4004-3D",null,"6DR4004-8D","TGX:16300-1556","Either 6DR4004-8D (Plastic) or TGX:16300-1556 (SSt.) coupler required","http://support.automation.siemens.com/US/view/en/28027869","2014-07-08","Juenemann: Launch of tool - MLFBs transfered from former list into tool"]
["Rotary","Festo","QHDR",0,10000,null,"6DR4004-1D",null,"6DR4004-8D","TGX:16300-1556","Either 6DR4004-8D (Plastic) or TGX:16300-1556 (SSt.) coupler required","http://support.automation.siemens.com/US/view/en/28027869","2014-07-08","Juenemann: Launch of tool - MLFBs transfered from former list into tool"]
["Rotary","Festo","DFPB",20,330,null,"6DR4004-1D",null,"6DR4004-8D","TGX:16300-1556","Either 6DR4004-8D (Plastic) or TGX:16300-1556 (SSt.) coupler required","http://support.automation.siemens.com/US/view/en/28027869","2014-07-08","Juenemann: Launch of tool - MLFBs transfered from former list into tool"]
["Rotary","Festo","DFPB",420,520,null,"6DR4004-3D",null,"6DR4004-8D","TGX:16300-1556","Either 6DR4004-8D (Plastic) or TGX:16300-1556 (SSt.) coupler required","http://support.automation.siemens.com/US/view/en/28027869","2014-07-08","Juenemann: Launch of tool - MLFBs transfered from former list into tool"]
["Rotary","Festo","DRD",405,2607,null,"6DR4004-1D",null,"6DR4004-8D","TGX:16300-1556","Either 6DR4004-8D (Plastic) or TGX:16300-1556 (SSt.) coupler required","http://support.automation.siemens.com/US/view/en/28027869","2014-07-08","Juenemann: Launch of tool - MLFBs transfered from former list into tool"]
["Rotary","Festo","DRD",5010,37514,null,"6DR4004-3D",null,"6DR4004-8D","TGX:16300-1556","Either 6DR4004-8D (Plastic) or TGX:16300-1556 (SSt.) coupler required","http://support.automation.siemens.com/US/view/en/28027869","2014-07-08","Juenemann: Launch of tool - MLFBs transfered from former list into tool"]
["Rotary","FieldQ","QD",40,350,null,"6DR4004-1D",null,"6DR4004-8D","TGX:16300-1556","Either 6DR4004-8D (Plastic) or TGX:16300-1556 (SSt.) coupler required","http://support.automation.siemens.com/US/view/en/28027869","2014-07-08","Juenemann: Launch of tool - MLFBs transfered from former list into tool"]
["Rotary","FieldQ","QD",600,1600,null,"6DR4004-3D",null,"6DR4004-8D","TGX:16300-1556","Either 6DR4004-8D (Plastic) or TGX:16300-1556 (SSt.) coupler required","http://support.automation.siemens.com/US/view/en/28027869","2014-07-08","Juenemann: Launch of tool - MLFBs transfered from former list into tool"]
["Rotary","FieldQ","QS",40,350,null,"6DR4004-1D",null,"6DR4004-8D","TGX:16300-1556","Either 6DR4004-8D (Plastic) or TGX:16300-1556 (SSt.) coupler required","http://support.automation.siemens.com/US/view/en/28027869","2014-07-08","Juenemann: Launch of tool - MLFBs transfered from former list into tool"]
["Rotary","FieldQ","QS",600,1600,null,"6DR4004-3D",null,"6DR4004-8D","TGX:16300-1556","Either 6DR4004-8D (Plastic) or TGX:16300-1556 (SSt.) coupler required","http://support.automation.siemens.com/US/view/en/28027869","2014-07-08","Juenemann: Launch of tool - MLFBs transfered from former list into tool"]
["Rotary","Fisher","With Handwheel",0,10000,null,"TGX:16152-570",null,"6DR4004-8D","TGX:16300-1556","Either 6DR4004-8D (Plastic) or TGX:16300-1556 (SSt.) coupler required","http://support.automation.siemens.com/US/view/en/28029666","2014-07-08","Juenemann: Launch of tool - MLFBs transfered from former list into tool"]
["Rotary","Fisher",1035,12,350,null,"6DR4004-1D",null,"6DR4004-8D","TGX:16300-1556","Either 6DR4004-8D (Plastic) or TGX:16300-1556 (SSt.) coupler required","http://support.automation.siemens.com/US/view/en/28027869","2014-07-08","Juenemann: Launch of tool - MLFBs transfered from former list into tool"]
["Rotary","Fisher",1035,500,1600,null,"6DR4004-3D",null,"6DR4004-8D","TGX:16300-1556","Either 6DR4004-8D (Plastic) or TGX:16300-1556 (SSt.) coupler required","http://support.automation.siemens.com/US/view/en/28027869","2014-07-08","Juenemann: Launch of tool - MLFBs transfered from former list into tool"]
["Rotary","Fisher",1035,2500,4000,null,"6DR4004-3D",null,"6DR4004-8D","TGX:16300-1556","Either 6DR4004-8D (Plastic) or TGX:16300-1556 (SSt.) coupler required","http://support.automation.siemens.com/US/view/en/28027869","2014-07-08","Juenemann: Launch of tool - MLFBs transfered from former list into tool"]
["Rotary","Fisher",1051,20,20,null,"TGX:16152-361",null,"6DR4004-8D","TGX:16300-1556","Either 6DR4004-8D (Plastic) or TGX:16300-1556 (SSt.) coupler required","http://support.automation.siemens.com/US/view/en/28029631","2014-07-08","Juenemann: Launch of tool - MLFBs transfered from former list into tool"]
["Rotary","Fisher",1051,30,30,null,"TGX:16152-364",null,"6DR4004-8D","TGX:16300-1556","Either 6DR4004-8D (Plastic) or TGX:16300-1556 (SSt.) coupler required","http://support.automation.siemens.com/US/view/en/27098055/130000","2014-07-08","Juenemann: Launch of tool - MLFBs transfered from former list into tool"]
["Rotary","Fisher",1051,33,33,null,"TGX:16152-348",null,"6DR4004-8D","TGX:16300-1556","Either 6DR4004-8D (Plastic) or TGX:16300-1556 (SSt.) coupler required","http://support.automation.siemens.com/US/view/en/28265028","2014-07-08","Juenemann: Launch of tool - MLFBs transfered from former list into tool"]
["Rotary","Fisher",1051,40,70,null,"TGX:16152-364",null,"6DR4004-8D","TGX:16300-1556","Either 6DR4004-8D (Plastic) or TGX:16300-1556 (SSt.) coupler required","http://support.automation.siemens.com/US/view/en/27098055/130000","2014-07-08","Juenemann: Launch of tool - MLFBs transfered from former list into tool"]
["Rotary","Fisher",1052,20,20,null,"TGX:16152-361",null,"6DR4004-8D","TGX:16300-1556","Either 6DR4004-8D (Plastic) or TGX:16300-1556 (SSt.) coupler required","http://support.automation.siemens.com/US/view/en/28029631","2014-07-08","Juenemann: Launch of tool - MLFBs transfered from former list into tool"]
["Rotary","Fisher",1052,30,30,null,"TGX:16152-364",null,"6DR4004-8D","TGX:16300-1556","Either 6DR4004-8D (Plastic) or TGX:16300-1556 (SSt.) coupler required","http://support.automation.siemens.com/US/view/en/27098055/130000","2014-07-08","Juenemann: Launch of tool - MLFBs transfered from former list into tool"]
["Rotary","Fisher",1052,33,33,null,"TGX:16152-348",null,"6DR4004-8D","TGX:16300-1556","Either 6DR4004-8D (Plastic) or TGX:16300-1556 (SSt.) coupler required","http://support.automation.siemens.com/US/view/en/28265028","2014-07-08","Juenemann: Launch of tool - MLFBs transfered from former list into tool"]
["Rotary","Fisher",1052,40,70,null,"TGX:16152-364",null,"6DR4004-8D","TGX:16300-1556","Either 6DR4004-8D (Plastic) or TGX:16300-1556 (SSt.) coupler required","http://support.automation.siemens.com/US/view/en/27098055/130000","2014-07-08","Juenemann: Launch of tool - MLFBs transfered from former list into tool"]
["Rotary","Fisher",1061,30,68,null,"TGX:16152-364",null,"6DR4004-8D","TGX:16300-1556","Either 6DR4004-8D (Plastic) or TGX:16300-1556 (SSt.) coupler required","http://support.automation.siemens.com/US/view/en/27098055/130000","2014-07-08","Juenemann: Launch of tool - MLFBs transfered from former list into tool"]
["Rotary","Fisher",1061,80,100,null,"TGX:16152-355",null,"6DR4004-8D","TGX:16300-1556","Either 6DR4004-8D (Plastic) or TGX:16300-1556 (SSt.) coupler required","http://support.automation.siemens.com/US/view/en/28265030","2014-08-07","Fortino: Added link to instructions for TGX:16152-355"]
["Rotary","Fisher",1066,20,20,null,"TGX:16152-870",null,"6DR4004-8D","TGX:16300-1556","Either 6DR4004-8D (Plastic) or TGX:16300-1556 (SSt.) coupler required","http://support.automation.siemens.com/US/view/en/28265028","2014-07-08","Juenemann: Launch of tool - MLFBs transfered from former list into tool"]
["Rotary","Fisher",1066,27,27,null,"Consult Factory",null,"Consult Factory","Consult Factory","Dimensional data needed for this actuator size","cannot be added since actuator dimensions are needed or need clarification","2014-08-07","Fortino: Replaced plastic and SST coupling part numbers for \"Consult Factory\" for Fisher 1066, size 27"]
["Rotary","Fisher",1066,75,75,null,"TGX:16152-875",null,"6DR4004-8D","TGX:16300-1556","Either 6DR4004-8D (Plastic) or TGX:16300-1556 (SSt.) coupler required","http://support.automation.siemens.com/US/view/en/28265028","2014-07-08","Juenemann: Launch of tool - MLFBs transfered from former list into tool"]
["Rotary","Fisher",2052,1,3,null,"TGX:16152-775",null,"6DR4004-8D","TGX:16300-1556","Can´t mount on actuators with handwheel. \nEither 6DR4004-8D (Plastic) or TGX:16300-1556 (SSt.) coupler required","http://support.automation.siemens.com/US/view/en/51797844","2016-07-22","Fortino: Added \"no handwheel\" to Fisher 2052 listing"]
["Rotary","Flowserve","RG",1,3,null,"6DR4004-2D",null,"6DR4004-8D","TGX:16300-1556","Either 6DR4004-8D (Plastic) or TGX:16300-1556 (SSt.) coupler required","http://support.automation.siemens.com/US/view/en/28027869","2015-02-18","Fortino: Added Flowserve RG series.  This is the same as the Automax RG series"]
["Rotary","Flowserve","RG",4,8,null,"6DR4004-3D",null,"6DR4004-8D","TGX:16300-1556","Either 6DR4004-8D (Plastic) or TGX:16300-1556 (SSt.) coupler required","http://support.automation.siemens.com/US/view/en/28027869","2015-02-18","Fortino: Added Flowserve RG series.  This is the same as the Automax RG series"]
["Rotary","Flowserve","Sereg",0,10000,null,"TGX:16152-645",null,"6DR4004-8D","TGX:16300-1556","Either 6DR4004-8D (Plastic) or TGX:16300-1556 (SSt.) coupler required","http://support.automation.siemens.com/US/view/en/28029726","2014-07-08","Juenemann: Launch of tool - MLFBs transfered from former list into tool"]
["Rotary","Flow Line",20,75,600,null,"6DR4004-1D",null,"6DR4004-8D","TGX:16300-1556","Either 6DR4004-8D (Plastic) or TGX:16300-1556 (SSt.) coupler required","http://support.automation.siemens.com/US/view/en/28027869","2014-08-07","Fortino: Added Flow Line Namur actuator to list, not all sizes because some do not conform to Namur standard"]
["Rotary","Flow Line",20,700,1000,null,"6DR4004-3D",null,"6DR4004-8D","TGX:16300-1556","Either 6DR4004-8D (Plastic) or TGX:16300-1556 (SSt.) coupler required","http://support.automation.siemens.com/US/view/en/28027869","2014-08-07","Fortino: Added Flow Line Namur actuator to list, not all sizes because some do not conform to Namur standard"]
["Rotary","Flow Line",20,4000,4000,null,"6DR4004-3D",null,"6DR4004-8D","TGX:16300-1556","Either 6DR4004-8D (Plastic) or TGX:16300-1556 (SSt.) coupler required","http://support.automation.siemens.com/US/view/en/28027869","2014-08-07","Fortino: Added Flow Line Namur actuator to list, not all sizes because some do not conform to Namur standard"]
["Rotary","Flow Line",20,7000,7000,null,"6DR4004-3D",null,"6DR4004-8D","TGX:16300-1556","Either 6DR4004-8D (Plastic) or TGX:16300-1556 (SSt.) coupler required","http://support.automation.siemens.com/US/view/en/28027869","2014-08-07","Fortino: Added Flow Line Namur actuator to list, not all sizes because some do not conform to Namur standard"]
["Rotary","Flow Line",21,75,600,null,"6DR4004-1D",null,"6DR4004-8D","TGX:16300-1556","Either 6DR4004-8D (Plastic) or TGX:16300-1556 (SSt.) coupler required","http://support.automation.siemens.com/US/view/en/28027869","2014-08-07","Fortino: Added Flow Line Namur actuator to list, not all sizes because some do not conform to Namur standard"]
["Rotary","Flow Line",21,700,1000,null,"6DR4004-3D",null,"6DR4004-8D","TGX:16300-1556","Either 6DR4004-8D (Plastic) or TGX:16300-1556 (SSt.) coupler required","http://support.automation.siemens.com/US/view/en/28027869","2014-08-07","Fortino: Added Flow Line Namur actuator to list, not all sizes because some do not conform to Namur standard"]
["Rotary","Flow Line",21,4000,4000,null,"6DR4004-3D",null,"6DR4004-8D","TGX:16300-1556","Either 6DR4004-8D (Plastic) or TGX:16300-1556 (SSt.) coupler required","http://support.automation.siemens.com/US/view/en/28027869","2014-08-07","Fortino: Added Flow Line Namur actuator to list, not all sizes because some do not conform to Namur standard"]
["Rotary","Flow Line",21,7000,7000,null,"6DR4004-3D",null,"6DR4004-8D","TGX:16300-1556","Either 6DR4004-8D (Plastic) or TGX:16300-1556 (SSt.) coupler required","http://support.automation.siemens.com/US/view/en/28027869","2014-08-07","Fortino: Added Flow Line Namur actuator to list, not all sizes because some do not conform to Namur standard"]
["Rotary","Flow-Tek","DA",50,100,null,"6DR4004-1D",null,"6DR4004-8D","TGX:16300-1556","Either 6DR4004-8D (Plastic) or TGX:16300-1556 (SSt.) coupler required","http://support.automation.siemens.com/US/view/en/28027869","2014-07-08","Juenemann: Launch of tool - MLFBs transfered from former list into tool"]
["Rotary","Flow-Tek","DA",125,125,null,"6DR4004-3D",null,"6DR4004-8D","TGX:16300-1556","Either 6DR4004-8D (Plastic) or TGX:16300-1556 (SSt.) coupler required","http://support.automation.siemens.com/US/view/en/28027869","2014-07-08","Juenemann: Launch of tool - MLFBs transfered from former list into tool"]
["Rotary","Flow-Tek","DA",160,200,null,"6DR4004-4D",null,"6DR4004-8D","TGX:16300-1556","Either 6DR4004-8D (Plastic) or TGX:16300-1556 (SSt.) coupler required","http://support.automation.siemens.com/US/view/en/28027869","2014-07-08","Juenemann: Launch of tool - MLFBs transfered from former list into tool"]
["Rotary","Flow-Tek","DS",50,100,null,"6DR4004-1D",null,"6DR4004-8D","TGX:16300-1556","Either 6DR4004-8D (Plastic) or TGX:16300-1556 (SSt.) coupler required","http://support.automation.siemens.com/US/view/en/28027869","2014-07-08","Juenemann: Launch of tool - MLFBs transfered from former list into tool"]
["Rotary","Flow-Tek","DS",125,125,null,"6DR4004-3D",null,"6DR4004-8D","TGX:16300-1556","Either 6DR4004-8D (Plastic) or TGX:16300-1556 (SSt.) coupler required","http://support.automation.siemens.com/US/view/en/28027869","2014-07-08","Juenemann: Launch of tool - MLFBs transfered from former list into tool"]
["Rotary","Flow-Tek","DS",160,200,null,"6DR4004-4D",null,"6DR4004-8D","TGX:16300-1556","Either 6DR4004-8D (Plastic) or TGX:16300-1556 (SSt.) coupler required","http://support.automation.siemens.com/US/view/en/28027869","2014-07-08","Juenemann: Launch of tool - MLFBs transfered from former list into tool"]
["Rotary","Fuller","116-72-4",1036,1040,null,"6DR4004-1D",null,"6DR4004-8D","TGX:16300-1556","Either 6DR4004-8D (Plastic) or TGX:16300-1556 (SSt.) coupler required","http://support.automation.siemens.com/US/view/en/28027869","2014-07-08","Juenemann: Launch of tool - MLFBs transfered from former list into tool"]
["Rotary","George Fischer","PA",30,70,null,"6DR4004-2D",null,"6DR4004-8D","TGX:16300-1556","Either 6DR4004-8D (Plastic) or TGX:16300-1556 (SSt.) coupler required","http://support.automation.siemens.com/US/view/en/28027869","2014-07-08","Juenemann: Launch of tool - MLFBs transfered from former list into tool"]
["Rotary","Ghibson","UT",10,10,null,"6DR4004-1D",null,"6DR4004-8D","TGX:16300-1556","Either 6DR4004-8D (Plastic) or TGX:16300-1556 (SSt.) coupler required","http://support.automation.siemens.com/US/view/en/28027869","2019-07-09","Fortino: Added another Namur solution"]
["Rotary","Ghibson","UT",15,75,null,"6DR4004-2D",null,"6DR4004-8D","TGX:16300-1556","Either 6DR4004-8D (Plastic) or TGX:16300-1556 (SSt.) coupler required","http://support.automation.siemens.com/US/view/en/28027869","2019-07-09","Fortino: Added another Namur solution"]
["Rotary","Grinnell","GDA",4,35,null,"6DR4004-1D",null,"6DR4004-8D","TGX:16300-1556","Either 6DR4004-8D (Plastic) or TGX:16300-1556 (SSt.) coupler required","http://support.automation.siemens.com/US/view/en/28027869","2014-07-08","Juenemann: Launch of tool - MLFBs transfered from former list into tool"]
["Rotary","Grinnell","GSR",55,400,null,"6DR4004-3D",null,"6DR4004-8D","TGX:16300-1556","Either 6DR4004-8D (Plastic) or TGX:16300-1556 (SSt.) coupler required","http://support.automation.siemens.com/US/view/en/28027869","2014-07-08","Juenemann: Launch of tool - MLFBs transfered from former list into tool"]
["Rotary","Habonim","C",15,45,null,"6DR4004-1D",null,"6DR4004-8D","TGX:16300-1556","Either 6DR4004-8D (Plastic) or TGX:16300-1556 (SSt.) coupler required","http://support.automation.siemens.com/US/view/en/28027869","2014-07-08","Juenemann: Launch of tool - MLFBs transfered from former list into tool"]
["Rotary","Habonim","C",60,75,null,"6DR4004-3D",null,"6DR4004-8D","TGX:16300-1556","Either 6DR4004-8D (Plastic) or TGX:16300-1556 (SSt.) coupler required","http://support.automation.siemens.com/US/view/en/28027869","2014-07-08","Juenemann: Launch of tool - MLFBs transfered from former list into tool"]
["Rotary","Hytork","EDF",71,71,null,"6DR4004-1D",null,"6DR4004-8D","TGX:16300-1556","Either 6DR4004-8D (Plastic) or TGX:16300-1556 (SSt.) coupler required","http://support.automation.siemens.com/US/view/en/28027869","2014-07-08","Juenemann: Launch of tool - MLFBs transfered from former list into tool"]
["Rotary","Hytork","EDF",186,186,null,"6DR4004-1D",null,"6DR4004-8D","TGX:16300-1556","Either 6DR4004-8D (Plastic) or TGX:16300-1556 (SSt.) coupler required","http://support.automation.siemens.com/US/view/en/28027869","2014-07-08","Juenemann: Launch of tool - MLFBs transfered from former list into tool"]
["Rotary","Hytork","EDF",45,70,null,"6DR4004-2D",null,"6DR4004-8D","TGX:16300-1556","Either 6DR4004-8D (Plastic) or TGX:16300-1556 (SSt.) coupler required","http://support.automation.siemens.com/US/view/en/28027869","2014-07-08","Juenemann: Launch of tool - MLFBs transfered from former list into tool"]
["Rotary","Hytork","EDF",130,680,null,"6DR4004-2D",null,"6DR4004-8D","TGX:16300-1556","Either 6DR4004-8D (Plastic) or TGX:16300-1556 (SSt.) coupler required","http://support.automation.siemens.com/US/view/en/28027869","2014-07-08","Juenemann: Launch of tool - MLFBs transfered from former list into tool"]
["Rotary","Hytork","EDF",1125,4580,null,"6DR4004-3D",null,"6DR4004-8D","TGX:16300-1556","Either 6DR4004-8D (Plastic) or TGX:16300-1556 (SSt.) coupler required","http://support.automation.siemens.com/US/view/en/28027869","2014-07-08","Juenemann: Launch of tool - MLFBs transfered from former list into tool"]
["Rotary","Hytork","GS",14,124,null,"6DR4004-1D",null,"6DR4004-8D","TGX:16300-1556","Either 6DR4004-8D (Plastic) or TGX:16300-1556 (SSt.) coupler required","http://support.automation.siemens.com/US/view/en/28027869","2014-07-08","Juenemann: Launch of tool - MLFBs transfered from former list into tool"]
["Rotary","Hytork","XL",26,681,null,"6DR4004-1D",null,"6DR4004-8D","TGX:16300-1556","Either 6DR4004-8D (Plastic) or TGX:16300-1556 (SSt.) coupler required","http://support.automation.siemens.com/US/view/en/28027869","2014-08-07","Fortino: Extended Hytork XL size range to 26-681"]
["Rotary","Hytork","XL",1125,4585,null,"6DR4004-3D",null,"6DR4004-8D","TGX:16300-1556","Either 6DR4004-8D (Plastic) or TGX:16300-1556 (SSt.) coupler required","http://support.automation.siemens.com/US/view/en/28027869","2014-07-08","Juenemann: Launch of tool - MLFBs transfered from former list into tool"]
["Rotary","Infinity","ECV",40,175,null,"6DR4004-1D",null,"6DR4004-8D","TGX:16300-1556","Either 6DR4004-8D (Plastic) or TGX:16300-1556 (SSt.) coupler required","http://support.automation.siemens.com/US/view/en/28027869","2014-07-08","Juenemann: Launch of tool - MLFBs transfered from former list into tool"]
["Rotary","Infinity","ECV",200,350,null,"6DR4004-3D",null,"6DR4004-8D","TGX:16300-1556","Either 6DR4004-8D (Plastic) or TGX:16300-1556 (SSt.) coupler required","http://support.automation.siemens.com/US/view/en/28027869","2014-07-08","Juenemann: Launch of tool - MLFBs transfered from former list into tool"]
["Rotary","Inter App","IA",0,30,null,"6DR4004-1D",null,"6DR4004-8D","TGX:16300-1556","Either 6DR4004-8D (Plastic) or TGX:16300-1556 (SSt.) coupler required","http://support.automation.siemens.com/US/view/en/28027869","2014-07-08","Juenemann: Launch of tool - MLFBs transfered from former list into tool"]
["Rotary","Inter App","IA",35,45,null,"6DR4004-3D",null,"6DR4004-8D","TGX:16300-1556","Either 6DR4004-8D (Plastic) or TGX:16300-1556 (SSt.) coupler required","http://support.automation.siemens.com/US/view/en/28027869","2014-07-08","Juenemann: Launch of tool - MLFBs transfered from former list into tool"]
["Rotary","Inter App","IA",50,70,null,"6DR4004-4D",null,"6DR4004-8D","TGX:16300-1556","Either 6DR4004-8D (Plastic) or TGX:16300-1556 (SSt.) coupler required","http://support.automation.siemens.com/US/view/en/28027869","2014-07-08","Juenemann: Launch of tool - MLFBs transfered from former list into tool"]
["Rotary","Inter App","DA",0,30,null,"6DR4004-1D",null,"6DR4004-8D","TGX:16300-1556","Either 6DR4004-8D (Plastic) or TGX:16300-1556 (SSt.) coupler required","http://support.automation.siemens.com/US/view/en/28027869","2014-07-08","Juenemann: Launch of tool - MLFBs transfered from former list into tool"]
["Rotary","Inter App","DA",35,45,null,"6DR4004-3D",null,"6DR4004-8D","TGX:16300-1556","Either 6DR4004-8D (Plastic) or TGX:16300-1556 (SSt.) coupler required","http://support.automation.siemens.com/US/view/en/28027869","2014-07-08","Juenemann: Launch of tool - MLFBs transfered from former list into tool"]
["Rotary","Inter App","DA",50,70,null,"6DR4004-4D",null,"6DR4004-8D","TGX:16300-1556","Either 6DR4004-8D (Plastic) or TGX:16300-1556 (SSt.) coupler required","http://support.automation.siemens.com/US/view/en/28027869","2014-07-08","Juenemann: Launch of tool - MLFBs transfered from former list into tool"]
["Rotary","Inter App","SR",0,30,null,"6DR4004-1D",null,"6DR4004-8D","TGX:16300-1556","Either 6DR4004-8D (Plastic) or TGX:16300-1556 (SSt.) coupler required","http://support.automation.siemens.com/US/view/en/28027869","2014-07-08","Juenemann: Launch of tool - MLFBs transfered from former list into tool"]
["Rotary","Inter App","SR",35,45,null,"6DR4004-3D",null,"6DR4004-8D","TGX:16300-1556","Either 6DR4004-8D (Plastic) or TGX:16300-1556 (SSt.) coupler required","http://support.automation.siemens.com/US/view/en/28027869","2014-07-08","Juenemann: Launch of tool - MLFBs transfered from former list into tool"]
["Rotary","Inter App","SR",50,70,null,"6DR4004-4D",null,"6DR4004-8D","TGX:16300-1556","Either 6DR4004-8D (Plastic) or TGX:16300-1556 (SSt.) coupler required","http://support.automation.siemens.com/US/view/en/28027869","2014-07-08","Juenemann: Launch of tool - MLFBs transfered from former list into tool"]
["Rotary","Inter App","IA Motion",50,300,null,"6DR4004-1D",null,"6DR4004-8D","TGX:16300-1556","Either 6DR4004-8D (Plastic) or TGX:16300-1556 (SSt.) coupler required","http://support.automation.siemens.com/US/view/en/28027869","2014-07-08","Juenemann: Launch of tool - MLFBs transfered from former list into tool"]
["Rotary","Inter App","IA Motion",350,500,null,"6DR4004-2D",null,"6DR4004-8D","TGX:16300-1556","Either 6DR4004-8D (Plastic) or TGX:16300-1556 (SSt.) coupler required","http://support.automation.siemens.com/US/view/en/28027869","2014-07-08","Juenemann: Launch of tool - MLFBs transfered from former list into tool"]
["Rotary","Inter App","IA Motion",550,700,null,"6DR4004-4D",null,"6DR4004-8D","TGX:16300-1556","Either 6DR4004-8D (Plastic) or TGX:16300-1556 (SSt.) coupler required","http://support.automation.siemens.com/US/view/en/28027869","2014-07-08","Juenemann: Launch of tool - MLFBs transfered from former list into tool"]
["Rotary","Inter App","Air Oval AO",0,190,null,"6DR4004-1D",null,"6DR4004-8D","TGX:16300-1556","Either 6DR4004-8D (Plastic) or TGX:16300-1556 (SSt.) coupler required","http://support.automation.siemens.com/US/view/en/28027869","2014-07-08","Juenemann: Launch of tool - MLFBs transfered from former list into tool"]
["Rotary","Inter App","Air Oval AO",360,360,null,"6DR4004-3D",null,"6DR4004-8D","TGX:16300-1556","Either 6DR4004-8D (Plastic) or TGX:16300-1556 (SSt.) coupler required","http://support.automation.siemens.com/US/view/en/28027869","2014-07-08","Juenemann: Launch of tool - MLFBs transfered from former list into tool"]
["Rotary","Inter App","Air Oval DA",0,190,null,"6DR4004-1D",null,"6DR4004-8D","TGX:16300-1556","Either 6DR4004-8D (Plastic) or TGX:16300-1556 (SSt.) coupler required","http://support.automation.siemens.com/US/view/en/28027869","2014-07-08","Juenemann: Launch of tool - MLFBs transfered from former list into tool"]
["Rotary","Inter App","Air Oval DA",360,360,null,"6DR4004-3D",null,"6DR4004-8D","TGX:16300-1556","Either 6DR4004-8D (Plastic) or TGX:16300-1556 (SSt.) coupler required","http://support.automation.siemens.com/US/view/en/28027869","2014-07-08","Juenemann: Launch of tool - MLFBs transfered from former list into tool"]
["Rotary","Inter App","Air Oval SR",0,190,null,"6DR4004-1D",null,"6DR4004-8D","TGX:16300-1556","Either 6DR4004-8D (Plastic) or TGX:16300-1556 (SSt.) coupler required","http://support.automation.siemens.com/US/view/en/28027869","2014-07-08","Juenemann: Launch of tool - MLFBs transfered from former list into tool"]
["Rotary","Inter App","Air Oval SR",360,360,null,"6DR4004-3D",null,"6DR4004-8D","TGX:16300-1556","Either 6DR4004-8D (Plastic) or TGX:16300-1556 (SSt.) coupler required","http://support.automation.siemens.com/US/view/en/28027869","2014-07-08","Juenemann: Launch of tool - MLFBs transfered from former list into tool"]
["Rotary","Inter App","Air Oval DC",0,190,null,"6DR4004-1D",null,"6DR4004-8D","TGX:16300-1556","Either 6DR4004-8D (Plastic) or TGX:16300-1556 (SSt.) coupler required","http://support.automation.siemens.com/US/view/en/28027869","2014-07-08","Juenemann: Launch of tool - MLFBs transfered from former list into tool"]
["Rotary","Inter App","Air Oval DC",360,360,null,"6DR4004-3D",null,"6DR4004-8D","TGX:16300-1556","Either 6DR4004-8D (Plastic) or TGX:16300-1556 (SSt.) coupler required","http://support.automation.siemens.com/US/view/en/28027869","2014-07-08","Juenemann: Launch of tool - MLFBs transfered from former list into tool"]
["Rotary","J - FLOW","JFD",115,115,null,"6DR4004-2D",null,"6DR4004-8D","TGX:16300-1556","Either 6DR4004-8D (Plastic) or TGX:16300-1556 (SSt.) coupler required","http://support.automation.siemens.com/US/view/en/28027869","2014-09-30","Fortino: Added J-FLOW and J-TORQ Namur mounting solutions"]
["Rotary","J - FLOW","JFD",300,300,null,"6DR4004-2D",null,"6DR4004-8D","TGX:16300-1556","Either 6DR4004-8D (Plastic) or TGX:16300-1556 (SSt.) coupler required","http://support.automation.siemens.com/US/view/en/28027869","2014-09-30","Fortino: Added J-FLOW and J-TORQ Namur mounting solutions"]
["Rotary","J - FLOW","JFD",515,515,null,"6DR4004-2D",null,"6DR4004-8D","TGX:16300-1556","Either 6DR4004-8D (Plastic) or TGX:16300-1556 (SSt.) coupler required","http://support.automation.siemens.com/US/view/en/28027869","2014-09-30","Fortino: Added J-FLOW and J-TORQ Namur mounting solutions"]
["Rotary","J - TORQ","JFD",115,115,null,"6DR4004-2D",null,"6DR4004-8D","TGX:16300-1556","Either 6DR4004-8D (Plastic) or TGX:16300-1556 (SSt.) coupler required","http://support.automation.siemens.com/US/view/en/28027869","2014-09-30","Fortino: Added J-FLOW and J-TORQ Namur mounting solutions"]
["Rotary","J - TORQ","JFD",300,300,null,"6DR4004-2D",null,"6DR4004-8D","TGX:16300-1556","Either 6DR4004-8D (Plastic) or TGX:16300-1556 (SSt.) coupler required","http://support.automation.siemens.com/US/view/en/28027869","2014-09-30","Fortino: Added J-FLOW and J-TORQ Namur mounting solutions"]
["Rotary","J - TORQ","JFD",515,515,null,"6DR4004-2D",null,"6DR4004-8D","TGX:16300-1556","Either 6DR4004-8D (Plastic) or TGX:16300-1556 (SSt.) coupler required","http://support.automation.siemens.com/US/view/en/28027869","2014-09-30","Fortino: Added J-FLOW and J-TORQ Namur mounting solutions"]
["Rotary","Jamesbury","BC",6,11,null,"TGX:16300-JB7",null,"6DR4004-8D","TGX:16300-1556","Either 6DR4004-8D (Plastic) or TGX:16300-1556 (SSt.) coupler required","http://support.automation.siemens.com/US/view/en/28265030","2014-07-08","Juenemann: Launch of tool - MLFBs transfered from former list into tool"]
["Rotary","Jamesbury","BC",13,17,null,"TGX:16300-JB8",null,"6DR4004-8D","TGX:16300-1556","Either 6DR4004-8D (Plastic) or TGX:16300-1556 (SSt.) coupler required","http://support.automation.siemens.com/US/view/en/28265030","2014-07-08","Juenemann: Launch of tool - MLFBs transfered from former list into tool"]
["Rotary","Jamesbury","BC",20,20,null,"TGX:16300-JB59",null,"6DR4004-8D","TGX:16300-1556","Either 6DR4004-8D (Plastic) or TGX:16300-1556 (SSt.) coupler required","http://support.automation.siemens.com/US/view/en/28265030","2014-07-08","Juenemann: Launch of tool - MLFBs transfered from former list into tool"]
["Rotary","Jamesbury","BC",25,25,null,"TGX:16300-JB61",null,"6DR4004-8D","TGX:16300-1556","Either 6DR4004-8D (Plastic) or TGX:16300-1556 (SSt.) coupler required","http://support.automation.siemens.com/US/view/en/28265030","2014-07-08","Juenemann: Launch of tool - MLFBs transfered from former list into tool"]
["Rotary","Jamesbury","BJ",8,10,null,"TGX:16300-JB7",null,"6DR4004-8D","TGX:16300-1556","Either 6DR4004-8D (Plastic) or TGX:16300-1556 (SSt.) coupler required","http://support.automation.siemens.com/US/view/en/28265030","2014-07-08","Juenemann: Launch of tool - MLFBs transfered from former list into tool"]
["Rotary","Jamesbury","BJ",12,16,null,"TGX:16300-JB8",null,"6DR4004-8D","TGX:16300-1556","Either 6DR4004-8D (Plastic) or TGX:16300-1556 (SSt.) coupler required","http://support.automation.siemens.com/US/view/en/28265030","2014-07-08","Juenemann: Launch of tool - MLFBs transfered from former list into tool"]
["Rotary","Jamesbury","BJ",20,20,null,"TGX:16300-JB59",null,"6DR4004-8D","TGX:16300-1556","Either 6DR4004-8D (Plastic) or TGX:16300-1556 (SSt.) coupler required","http://support.automation.siemens.com/US/view/en/28265030","2014-07-08","Juenemann: Launch of tool - MLFBs transfered from former list into tool"]
["Rotary","Jamesbury","BJ",25,32,null,"TGX:16300-JB60",null,"6DR4004-8D","TGX:16300-1556","Either 6DR4004-8D (Plastic) or TGX:16300-1556 (SSt.) coupler required","http://support.automation.siemens.com/US/view/en/28265030","2014-07-08","Juenemann: Launch of tool - MLFBs transfered from former list into tool"]
["Rotary","Jamesbury","B1C",6,11,null,"6DR4004-1D",null,"6DR4004-8D","TGX:16300-1556","Either 6DR4004-8D (Plastic) or TGX:16300-1556 (SSt.) coupler required","http://support.automation.siemens.com/US/view/en/28027869","2014-07-08","Juenemann: Launch of tool - MLFBs transfered from former list into tool"]
["Rotary","Jamesbury","B1C",12,17,null,"6DR4004-3D",null,"6DR4004-8D","TGX:16300-1556","Either 6DR4004-8D (Plastic) or TGX:16300-1556 (SSt.) coupler required","http://support.automation.siemens.com/US/view/en/28027869","2014-07-08","Juenemann: Launch of tool - MLFBs transfered from former list into tool"]
["Rotary","Jamesbury","B1C",20,20,null,"TGX:16300-JB20",null,"6DR4004-8D","TGX:16300-1556","Either 6DR4004-8D (Plastic) or TGX:16300-1556 (SSt.) coupler required","http://support.automation.siemens.com/US/view/en/28265030","2014-07-08","Juenemann: Launch of tool - MLFBs transfered from former list into tool"]
["Rotary","Jamesbury","B1C",25,25,null,"TGX:16300-JB56",null,"6DR4004-8D","TGX:16300-1556","Either 6DR4004-8D (Plastic) or TGX:16300-1556 (SSt.) coupler required","http://support.automation.siemens.com/US/view/en/28265030","2014-07-08","Juenemann: Launch of tool - MLFBs transfered from former list into tool"]
["Rotary","Jamesbury","B1C",32,32,null,"TGX:16300-JB57",null,"6DR4004-8D","TGX:16300-1556","Either 6DR4004-8D (Plastic) or TGX:16300-1556 (SSt.) coupler required","http://support.automation.siemens.com/US/view/en/28265030","2014-07-08","Juenemann: Launch of tool - MLFBs transfered from former list into tool"]
["Rotary","Jamesbury","B1C",40,40,null,"TGX:16300-JB18",null,"6DR4004-8D","TGX:16300-1556","Either 6DR4004-8D (Plastic) or TGX:16300-1556 (SSt.) coupler required","http://support.automation.siemens.com/US/view/en/28265030","2014-07-08","Juenemann: Launch of tool - MLFBs transfered from former list into tool"]
["Rotary","Jamesbury","B1C",50,50,null,"TGX:16300-JB18",null,"6DR4004-8D","TGX:16300-1556","Either 6DR4004-8D (Plastic) or TGX:16300-1556 (SSt.) coupler required","http://support.automation.siemens.com/US/view/en/28265030","2014-07-08","Juenemann: Launch of tool - MLFBs transfered from former list into tool"]
["Rotary","Jamesbury","B1J",6,11,null,"6DR4004-1D",null,"6DR4004-8D","TGX:16300-1556","Either 6DR4004-8D (Plastic) or TGX:16300-1556 (SSt.) coupler required","http://support.automation.siemens.com/US/view/en/28027869","2014-07-08","Juenemann: Launch of tool - MLFBs transfered from former list into tool"]
["Rotary","Jamesbury","B1J",12,17,null,"6DR4004-3D",null,"6DR4004-8D","TGX:16300-1556","Either 6DR4004-8D (Plastic) or TGX:16300-1556 (SSt.) coupler required","http://support.automation.siemens.com/US/view/en/28027869","2014-07-08","Juenemann: Launch of tool - MLFBs transfered from former list into tool"]
["Rotary","Jamesbury","B1J",20,20,null,"TGX:16300-JB20",null,"6DR4004-8D","TGX:16300-1556","Either 6DR4004-8D (Plastic) or TGX:16300-1556 (SSt.) coupler required","http://support.automation.siemens.com/US/view/en/28265030","2014-07-08","Juenemann: Launch of tool - MLFBs transfered from former list into tool"]
["Rotary","Jamesbury","B1J",25,25,null,"TGX:16300-JB56",null,"6DR4004-8D","TGX:16300-1556","Either 6DR4004-8D (Plastic) or TGX:16300-1556 (SSt.) coupler required","http://support.automation.siemens.com/US/view/en/28265030","2014-07-08","Juenemann: Launch of tool - MLFBs transfered from former list into tool"]
["Rotary","Jamesbury","B1J",32,32,null,"TGX:16300-JB57",null,"6DR4004-8D","TGX:16300-1556","Either 6DR4004-8D (Plastic) or TGX:16300-1556 (SSt.) coupler required","http://support.automation.siemens.com/US/view/en/28265030","2014-07-08","Juenemann: Launch of tool - MLFBs transfered from former list into tool"]
["Rotary","Jamesbury","B1J",40,40,null,"TGX:16300-JB18",null,"6DR4004-8D","TGX:16300-1556","Either 6DR4004-8D (Plastic) or TGX:16300-1556 (SSt.) coupler required","http://support.automation.siemens.com/US/view/en/28265030","2014-07-08","Juenemann: Launch of tool - MLFBs transfered from former list into tool"]
["Rotary","Jamesbury","B1J",50,50,null,"TGX:16300-JB18",null,"6DR4004-8D","TGX:16300-1556","Either 6DR4004-8D (Plastic) or TGX:16300-1556 (SSt.) coupler required","http://support.automation.siemens.com/US/view/en/28265030","2014-07-08","Juenemann: Launch of tool - MLFBs transfered from former list into tool"]
["Rotary","Jamesbury","C",0,10000,null,"TGX:16300-JB10",null,"6DR4004-8D","TGX:16300-1556","Either 6DR4004-8D (Plastic) or TGX:16300-1556 (SSt.) coupler required","http://support.automation.siemens.com/US/view/en/28265030","2014-07-08","Juenemann: Launch of tool - MLFBs transfered from former list into tool"]
["Rotary","Jamesbury","DC",5,30,null,"6DR4004-1D",null,"6DR4004-8D","TGX:16300-1556","Either 6DR4004-8D (Plastic) or TGX:16300-1556 (SSt.) coupler required","http://support.automation.siemens.com/US/view/en/28027869","2014-07-08","Juenemann: Launch of tool - MLFBs transfered from former list into tool"]
["Rotary","Jamesbury","DC",35,45,null,"6DR4004-3D",null,"6DR4004-8D","TGX:16300-1556","Either 6DR4004-8D (Plastic) or TGX:16300-1556 (SSt.) coupler required","http://support.automation.siemens.com/US/view/en/28027869","2014-07-08","Juenemann: Launch of tool - MLFBs transfered from former list into tool"]
["Rotary","Jamesbury","DC",50,70,null,"6DR4004-4D",null,"6DR4004-8D","TGX:16300-1556","Either 6DR4004-8D (Plastic) or TGX:16300-1556 (SSt.) coupler required","http://support.automation.siemens.com/US/view/en/28027869","2014-07-08","Juenemann: Launch of tool - MLFBs transfered from former list into tool"]
["Rotary","Jamesbury","DJ",5,30,null,"6DR4004-1D",null,"6DR4004-8D","TGX:16300-1556","Either 6DR4004-8D (Plastic) or TGX:16300-1556 (SSt.) coupler required","http://support.automation.siemens.com/US/view/en/28027869","2014-07-08","Juenemann: Launch of tool - MLFBs transfered from former list into tool"]
["Rotary","Jamesbury","DJ",35,45,null,"6DR4004-3D",null,"6DR4004-8D","TGX:16300-1556","Either 6DR4004-8D (Plastic) or TGX:16300-1556 (SSt.) coupler required","http://support.automation.siemens.com/US/view/en/28027869","2014-07-08","Juenemann: Launch of tool - MLFBs transfered from former list into tool"]
["Rotary","Jamesbury","DJ",50,70,null,"6DR4004-4D",null,"6DR4004-8D","TGX:16300-1556","Either 6DR4004-8D (Plastic) or TGX:16300-1556 (SSt.) coupler required","http://support.automation.siemens.com/US/view/en/28027869","2014-07-08","Juenemann: Launch of tool - MLFBs transfered from former list into tool"]
["Rotary","Jamesbury","MO_SD",1,1,null,"6DR4004-1D",null,"6DR4004-8D","TGX:16300-1556","Either 6DR4004-8D (Plastic) or TGX:16300-1556 (SSt.) coupler required","http://support.automation.siemens.com/US/view/en/28027869","2014-07-08","Juenemann: Launch of tool - MLFBs transfered from former list into tool"]
["Rotary","Jamesbury","MO_SD",2,3,null,"6DR4004-2D",null,"6DR4004-8D","TGX:16300-1556","Either 6DR4004-8D (Plastic) or TGX:16300-1556 (SSt.) coupler required","http://support.automation.siemens.com/US/view/en/28027869","2014-07-08","Juenemann: Launch of tool - MLFBs transfered from former list into tool"]
["Rotary","Jamesbury","MO_SD",4,5,null,"6DR4004-4D",null,"6DR4004-8D","TGX:16300-1556","Either 6DR4004-8D (Plastic) or TGX:16300-1556 (SSt.) coupler required","http://support.automation.siemens.com/US/view/en/28027869","2014-07-08","Juenemann: Launch of tool - MLFBs transfered from former list into tool"]
["Rotary","Jamesbury","OLD NORAMCO",0,10000,null,"TGX:16152-475",null,"6DR4004-8D","TGX:16300-1556","Either 6DR4004-8D (Plastic) or TGX:16300-1556 (SSt.) coupler required","http://support.automation.siemens.com/US/view/en/57966369","2014-07-08","Juenemann: Launch of tool - MLFBs transfered from former list into tool"]
["Rotary","Jamesbury","QP1"," "," ",null,"TGX:16300-JB30",null,"6DR4004-8D","TGX:16300-1556","Either 6DR4004-8D (Plastic) or TGX:16300-1556 (SSt.) coupler required","http://support.automation.siemens.com/US/view/en/28265030","2014-07-08","Juenemann: Launch of tool - MLFBs transfered from former list into tool"]
["Rotary","Jamesbury","QP1","M","M",null,"TGX:16300-JB30",null,"6DR4004-8D","TGX:16300-1556","Either 6DR4004-8D (Plastic) or TGX:16300-1556 (SSt.) coupler required","http://support.automation.siemens.com/US/view/en/28265030","2014-07-08","Juenemann: Launch of tool - MLFBs transfered from former list into tool"]
["Rotary","Jamesbury","QP1","M05","M05",null,"TGX:16300-JB31",null,"6DR4004-8D","TGX:16300-1556","Either 6DR4004-8D (Plastic) or TGX:16300-1556 (SSt.) coupler required","http://support.automation.siemens.com/US/view/en/28265030","2014-07-08","Juenemann: Launch of tool - MLFBs transfered from former list into tool"]
["Rotary","Jamesbury","QP1","S14","S14",null,"TGX:16300-JB32",null,"6DR4004-8D","TGX:16300-1556","Either 6DR4004-8D (Plastic) or TGX:16300-1556 (SSt.) coupler required","http://support.automation.siemens.com/US/view/en/28265030","2014-07-08","Juenemann: Launch of tool - MLFBs transfered from former list into tool"]
["Rotary","Jamesbury","QP1","K15","K15",null,"TGX:16300-JB62",null,"6DR4004-8D","TGX:16300-1556","Either 6DR4004-8D (Plastic) or TGX:16300-1556 (SSt.) coupler required","http://support.automation.siemens.com/US/view/en/28265030","2016-07-20","Fortino: Added new mounting solution TGX:16300-JB62 for Jamesbury QP1 and QPX1"]
["Rotary","Jamesbury","QPX1"," "," ",null,"TGX:16300-JB30",null,"6DR4004-8D","TGX:16300-1556","Either 6DR4004-8D (Plastic) or TGX:16300-1556 (SSt.) coupler required","http://support.automation.siemens.com/US/view/en/28265030","2014-07-08","Juenemann: Launch of tool - MLFBs transfered from former list into tool"]
["Rotary","Jamesbury","QPX1","M","M",null,"TGX:16300-JB30",null,"6DR4004-8D","TGX:16300-1556","Either 6DR4004-8D (Plastic) or TGX:16300-1556 (SSt.) coupler required","http://support.automation.siemens.com/US/view/en/28265030","2014-07-08","Juenemann: Launch of tool - MLFBs transfered from former list into tool"]
["Rotary","Jamesbury","QPX1","M05","M05",null,"TGX:16300-JB31",null,"6DR4004-8D","TGX:16300-1556","Either 6DR4004-8D (Plastic) or TGX:16300-1556 (SSt.) coupler required","http://support.automation.siemens.com/US/view/en/28265030","2014-07-08","Juenemann: Launch of tool - MLFBs transfered from former list into tool"]
["Rotary","Jamesbury","QPX1","S14","S14",null,"TGX:16300-JB32",null,"6DR4004-8D","TGX:16300-1556","Either 6DR4004-8D (Plastic) or TGX:16300-1556 (SSt.) coupler required","http://support.automation.siemens.com/US/view/en/28265030","2014-07-08","Juenemann: Launch of tool - MLFBs transfered from former list into tool"]
["Rotary","Jamesbury","QPX1","K15","K15",null,"TGX:16300-JB62",null,"6DR4004-8D","TGX:16300-1556","Either 6DR4004-8D (Plastic) or TGX:16300-1556 (SSt.) coupler required","http://support.automation.siemens.com/US/view/en/28265030","2016-07-20","Fortino: Added new mounting solution TGX:16300-JB62 for Jamesbury QP1 and QPX1"]
["Rotary","Jamesbury","QP2"," "," ",null,"TGX:16300-JB30",null,"6DR4004-8D","TGX:16300-1556","Either 6DR4004-8D (Plastic) or TGX:16300-1556 (SSt.) coupler required","http://support.automation.siemens.com/US/view/en/28265030","2014-07-08","Juenemann: Launch of tool - MLFBs transfered from former list into tool"]
["Rotary","Jamesbury","QP2","M","M",null,"TGX:16300-JB30",null,"6DR4004-8D","TGX:16300-1556","Either 6DR4004-8D (Plastic) or TGX:16300-1556 (SSt.) coupler required","http://support.automation.siemens.com/US/view/en/28265030","2014-07-08","Juenemann: Launch of tool - MLFBs transfered from former list into tool"]
["Rotary","Jamesbury","QP2","M05","M05",null,"TGX:16300-JB34",null,"6DR4004-8D","TGX:16300-1556","Either 6DR4004-8D (Plastic) or TGX:16300-1556 (SSt.) coupler required","http://support.automation.siemens.com/US/view/en/28265030","2014-07-08","Juenemann: Launch of tool - MLFBs transfered from former list into tool"]
["Rotary","Jamesbury","QP2","K20","K20",null,"TGX:16300-JB38",null,"6DR4004-8D","TGX:16300-1556","Either 6DR4004-8D (Plastic) or TGX:16300-1556 (SSt.) coupler required","http://support.automation.siemens.com/US/view/en/28265030","2014-07-08","Juenemann: Launch of tool - MLFBs transfered from former list into tool"]
["Rotary","Jamesbury","QP2","S14","S14",null,"TGX:16300-JB32",null,"6DR4004-8D","TGX:16300-1556","Either 6DR4004-8D (Plastic) or TGX:16300-1556 (SSt.) coupler required","http://support.automation.siemens.com/US/view/en/28265030","2014-07-08","Juenemann: Launch of tool - MLFBs transfered from former list into tool"]
["Rotary","Jamesbury","QP2","S18","S18",null,"TGX:16300-JB36",null,"6DR4004-8D","TGX:16300-1556","Either 6DR4004-8D (Plastic) or TGX:16300-1556 (SSt.) coupler required","http://support.automation.siemens.com/US/view/en/28265030","2014-07-08","Juenemann: Launch of tool - MLFBs transfered from former list into tool"]
["Rotary","Jamesbury","QP2","S25","S25",null,"TGX:16300-JB37",null,"6DR4004-8D","TGX:16300-1556","Either 6DR4004-8D (Plastic) or TGX:16300-1556 (SSt.) coupler required","http://support.automation.siemens.com/US/view/en/28265030","2014-07-08","Juenemann: Launch of tool - MLFBs transfered from former list into tool"]
["Rotary","Jamesbury","QPX2"," "," ",null,"TGX:16300-JB30",null,"6DR4004-8D","TGX:16300-1556","Either 6DR4004-8D (Plastic) or TGX:16300-1556 (SSt.) coupler required","http://support.automation.siemens.com/US/view/en/28265030","2014-07-08","Juenemann: Launch of tool - MLFBs transfered from former list into tool"]
["Rotary","Jamesbury","QPX2","M","M",null,"TGX:16300-JB30",null,"6DR4004-8D","TGX:16300-1556","Either 6DR4004-8D (Plastic) or TGX:16300-1556 (SSt.) coupler required","http://support.automation.siemens.com/US/view/en/28265030","2014-07-08","Juenemann: Launch of tool - MLFBs transfered from former list into tool"]
["Rotary","Jamesbury","QPX2","M05","M05",null,"TGX:16300-JB34",null,"6DR4004-8D","TGX:16300-1556","Either 6DR4004-8D (Plastic) or TGX:16300-1556 (SSt.) coupler required","http://support.automation.siemens.com/US/view/en/28265030","2014-07-08","Juenemann: Launch of tool - MLFBs transfered from former list into tool"]
["Rotary","Jamesbury","QPX2","K20","K20",null,"TGX:16300-JB38",null,"6DR4004-8D","TGX:16300-1556","Either 6DR4004-8D (Plastic) or TGX:16300-1556 (SSt.) coupler required","http://support.automation.siemens.com/US/view/en/28265030","2014-07-08","Juenemann: Launch of tool - MLFBs transfered from former list into tool"]
["Rotary","Jamesbury","QPX2","S14","S14",null,"TGX:16300-JB32",null,"6DR4004-8D","TGX:16300-1556","Either 6DR4004-8D (Plastic) or TGX:16300-1556 (SSt.) coupler required","http://support.automation.siemens.com/US/view/en/28265030","2014-07-08","Juenemann: Launch of tool - MLFBs transfered from former list into tool"]
["Rotary","Jamesbury","QPX2","S18","S18",null,"TGX:16300-JB36",null,"6DR4004-8D","TGX:16300-1556","Either 6DR4004-8D (Plastic) or TGX:16300-1556 (SSt.) coupler required","http://support.automation.siemens.com/US/view/en/28265030","2014-07-08","Juenemann: Launch of tool - MLFBs transfered from former list into tool"]
["Rotary","Jamesbury","QPX2","S25","S25",null,"TGX:16300-JB37",null,"6DR4004-8D","TGX:16300-1556","Either 6DR4004-8D (Plastic) or TGX:16300-1556 (SSt.) coupler required","http://support.automation.siemens.com/US/view/en/28265030","2014-07-08","Juenemann: Launch of tool - MLFBs transfered from former list into tool"]
["Rotary","Jamesbury","QP3","K35","K35",null,"TGX:16300-JB42",null,"6DR4004-8D","TGX:16300-1556","Either 6DR4004-8D (Plastic) or TGX:16300-1556 (SSt.) coupler required","http://support.automation.siemens.com/US/view/en/28265030","2014-07-08","Juenemann: Launch of tool - MLFBs transfered from former list into tool"]
["Rotary","Jamesbury","QP3"," "," ",null,"TGX:16300-JB39",null,"6DR4004-8D","TGX:16300-1556","Either 6DR4004-8D (Plastic) or TGX:16300-1556 (SSt.) coupler required","http://support.automation.siemens.com/US/view/en/28265030","2014-07-08","Juenemann: Launch of tool - MLFBs transfered from former list into tool"]
["Rotary","Jamesbury","QP3","M","M",null,"TGX:16300-JB39",null,"6DR4004-8D","TGX:16300-1556","Either 6DR4004-8D (Plastic) or TGX:16300-1556 (SSt.) coupler required","http://support.automation.siemens.com/US/view/en/28265030","2014-07-08","Juenemann: Launch of tool - MLFBs transfered from former list into tool"]
["Rotary","Jamesbury","QP3","S25","S25",null,"TGX:16300-JB41",null,"6DR4004-8D","TGX:16300-1556","Either 6DR4004-8D (Plastic) or TGX:16300-1556 (SSt.) coupler required","http://support.automation.siemens.com/US/view/en/28265030","2014-07-08","Juenemann: Launch of tool - MLFBs transfered from former list into tool"]
["Rotary","Jamesbury","QP3","S34","S34",null,"TGX:16300-JB40",null,"6DR4004-8D","TGX:16300-1556","Either 6DR4004-8D (Plastic) or TGX:16300-1556 (SSt.) coupler required","http://support.automation.siemens.com/US/view/en/28265030","2014-07-08","Juenemann: Launch of tool - MLFBs transfered from former list into tool"]
["Rotary","Jamesbury","QPX3","K35","K35",null,"TGX:16300-JB42",null,"6DR4004-8D","TGX:16300-1556","Either 6DR4004-8D (Plastic) or TGX:16300-1556 (SSt.) coupler required","http://support.automation.siemens.com/US/view/en/28265030","2014-07-08","Juenemann: Launch of tool - MLFBs transfered from former list into tool"]
["Rotary","Jamesbury","QPX3"," "," ",null,"TGX:16300-JB39",null,"6DR4004-8D","TGX:16300-1556","Either 6DR4004-8D (Plastic) or TGX:16300-1556 (SSt.) coupler required","http://support.automation.siemens.com/US/view/en/28265030","2014-07-08","Juenemann: Launch of tool - MLFBs transfered from former list into tool"]
["Rotary","Jamesbury","QPX3","M","M",null,"TGX:16300-JB39",null,"6DR4004-8D","TGX:16300-1556","Either 6DR4004-8D (Plastic) or TGX:16300-1556 (SSt.) coupler required","http://support.automation.siemens.com/US/view/en/28265030","2014-07-08","Juenemann: Launch of tool - MLFBs transfered from former list into tool"]
["Rotary","Jamesbury","QPX3","S25","S25",null,"TGX:16300-JB41",null,"6DR4004-8D","TGX:16300-1556","Either 6DR4004-8D (Plastic) or TGX:16300-1556 (SSt.) coupler required","http://support.automation.siemens.com/US/view/en/28265030","2014-07-08","Juenemann: Launch of tool - MLFBs transfered from former list into tool"]
["Rotary","Jamesbury","QPX3","S34","S34",null,"TGX:16300-JB40",null,"6DR4004-8D","TGX:16300-1556","Either 6DR4004-8D (Plastic) or TGX:16300-1556 (SSt.) coupler required","http://support.automation.siemens.com/US/view/en/28265030","2014-07-08","Juenemann: Launch of tool - MLFBs transfered from former list into tool"]
["Rotary","Jamesbury","QP4","K40","K40",null,"TGX:16300-JB47",null,"6DR4004-8D","TGX:16300-1556","Either 6DR4004-8D (Plastic) or TGX:16300-1556 (SSt.) coupler required","http://support.automation.siemens.com/US/view/en/28265030","2014-07-08","Juenemann: Launch of tool - MLFBs transfered from former list into tool"]
["Rotary","Jamesbury","QP4"," "," ",null,"TGX:16300-JB43",null,"6DR4004-8D","TGX:16300-1556","Either 6DR4004-8D (Plastic) or TGX:16300-1556 (SSt.) coupler required","http://support.automation.siemens.com/US/view/en/28265030","2014-07-08","Juenemann: Launch of tool - MLFBs transfered from former list into tool"]
["Rotary","Jamesbury","QP4","M","M",null,"TGX:16300-JB43",null,"6DR4004-8D","TGX:16300-1556","Either 6DR4004-8D (Plastic) or TGX:16300-1556 (SSt.) coupler required","http://support.automation.siemens.com/US/view/en/28265030","2014-07-08","Juenemann: Launch of tool - MLFBs transfered from former list into tool"]
["Rotary","Jamesbury","QP4","S25","S25",null,"TGX:16300-JB45",null,"6DR4004-8D","TGX:16300-1556","Either 6DR4004-8D (Plastic) or TGX:16300-1556 (SSt.) coupler required","http://support.automation.siemens.com/US/view/en/28265030","2014-07-08","Juenemann: Launch of tool - MLFBs transfered from former list into tool"]
["Rotary","Jamesbury","QP4","S34","S34",null,"TGX:16300-JB46",null,"6DR4004-8D","TGX:16300-1556","Either 6DR4004-8D (Plastic) or TGX:16300-1556 (SSt.) coupler required","http://support.automation.siemens.com/US/view/en/28265030","2014-07-08","Juenemann: Launch of tool - MLFBs transfered from former list into tool"]
["Rotary","Jamesbury","QP5","K40","K40",null,"TGX:16300-JB51",null,"6DR4004-8D","TGX:16300-1556","Either 6DR4004-8D (Plastic) or TGX:16300-1556 (SSt.) coupler required","http://support.automation.siemens.com/US/view/en/28265030","2014-07-08","Juenemann: Launch of tool - MLFBs transfered from former list into tool"]
["Rotary","Jamesbury","QP5"," "," ",null,"TGX:16300-JB43",null,"6DR4004-8D","TGX:16300-1556","Either 6DR4004-8D (Plastic) or TGX:16300-1556 (SSt.) coupler required","http://support.automation.siemens.com/US/view/en/28265030","2014-07-08","Juenemann: Launch of tool - MLFBs transfered from former list into tool"]
["Rotary","Jamesbury","QP5","M","M",null,"TGX:16300-JB43",null,"6DR4004-8D","TGX:16300-1556","Either 6DR4004-8D (Plastic) or TGX:16300-1556 (SSt.) coupler required","http://support.automation.siemens.com/US/view/en/28265030","2014-07-08","Juenemann: Launch of tool - MLFBs transfered from former list into tool"]
["Rotary","Jamesbury","QP5","S34","S34",null,"TGX:16300-JB50",null,"6DR4004-8D","TGX:16300-1556","Either 6DR4004-8D (Plastic) or TGX:16300-1556 (SSt.) coupler required","http://support.automation.siemens.com/US/view/en/28265030","2014-07-08","Juenemann: Launch of tool - MLFBs transfered from former list into tool"]
["Rotary","Jamesbury","QPX5","K40","K40",null,"TGX:16300-JB51",null,"6DR4004-8D","TGX:16300-1556","Either 6DR4004-8D (Plastic) or TGX:16300-1556 (SSt.) coupler required","http://support.automation.siemens.com/US/view/en/28265030","2014-07-08","Juenemann: Launch of tool - MLFBs transfered from former list into tool"]
["Rotary","Jamesbury","QPX5"," "," ",null,"TGX:16300-JB43",null,"6DR4004-8D","TGX:16300-1556","Either 6DR4004-8D (Plastic) or TGX:16300-1556 (SSt.) coupler required","http://support.automation.siemens.com/US/view/en/28265030","2014-07-08","Juenemann: Launch of tool - MLFBs transfered from former list into tool"]
["Rotary","Jamesbury","QPX5","M","M",null,"TGX:16300-JB43",null,"6DR4004-8D","TGX:16300-1556","Either 6DR4004-8D (Plastic) or TGX:16300-1556 (SSt.) coupler required","http://support.automation.siemens.com/US/view/en/28265030","2014-07-08","Juenemann: Launch of tool - MLFBs transfered from former list into tool"]
["Rotary","Jamesbury","QPX5","S34","S34",null,"TGX:16300-JB50",null,"6DR4004-8D","TGX:16300-1556","Either 6DR4004-8D (Plastic) or TGX:16300-1556 (SSt.) coupler required","http://support.automation.siemens.com/US/view/en/28265030","2014-07-08","Juenemann: Launch of tool - MLFBs transfered from former list into tool"]
["Rotary","Jamesbury","QP6","K55","K55",null,"TGX:16300-JB55",null,"6DR4004-8D","TGX:16300-1556","Either 6DR4004-8D (Plastic) or TGX:16300-1556 (SSt.) coupler required","http://support.automation.siemens.com/US/view/en/28265030","2014-07-08","Juenemann: Launch of tool - MLFBs transfered from former list into tool"]
["Rotary","Jamesbury","QP6","S45","S45",null,"TGX:16300-JB54",null,"6DR4004-8D","TGX:16300-1556","Either 6DR4004-8D (Plastic) or TGX:16300-1556 (SSt.) coupler required","http://support.automation.siemens.com/US/view/en/28265030","2014-07-08","Juenemann: Launch of tool - MLFBs transfered from former list into tool"]
["Rotary","Jamesbury","ST",50,50,null,"TGX:16152-JB59",null,"6DR4004-8D","TGX:16300-1556","Either 6DR4004-8D (Plastic) or TGX:16300-1556 (SSt.) coupler required","http://support.automation.siemens.com/US/view/en/28265030","2014-07-08","Juenemann: Launch of tool - MLFBs transfered from former list into tool"]
["Rotary","Jamesbury","ST",115,115,null,"TGX:16152-JB43",null,"6DR4004-8D","TGX:16300-1556","Either 6DR4004-8D (Plastic) or TGX:16300-1556 (SSt.) coupler required","http://support.automation.siemens.com/US/view/en/28265030","2014-07-08","Juenemann: Launch of tool - MLFBs transfered from former list into tool"]
["Rotary","Jamesbury","VP",2,4,null,"TGX:16300-JB5",null,"6DR4004-8D","TGX:16300-1556","Either 6DR4004-8D (Plastic) or TGX:16300-1556 (SSt.) coupler required","http://support.automation.siemens.com/US/view/en/28265030","2014-07-08","Juenemann: Launch of tool - MLFBs transfered from former list into tool"]
["Rotary","Jamesbury","VP",8,10,null,"6DR4004-2D",null,"6DR4004-8D","TGX:16300-1556","Either 6DR4004-8D (Plastic) or TGX:16300-1556 (SSt.) coupler required","http://support.automation.siemens.com/US/view/en/28027869","2014-07-08","Juenemann: Launch of tool - MLFBs transfered from former list into tool"]
["Rotary","Jamesbury","VP",12,22,null,"TGX:16300-JB6",null,"6DR4004-8D","TGX:16300-1556","Either 6DR4004-8D (Plastic) or TGX:16300-1556 (SSt.) coupler required","http://support.automation.siemens.com/US/view/en/28265030","2014-07-08","Juenemann: Launch of tool - MLFBs transfered from former list into tool"]
["Rotary","Jamesbury","VPVL",1,1,null,"TGX:16300-JB1",null,"6DR4004-8D","TGX:16300-1556","Either 6DR4004-8D (Plastic) or TGX:16300-1556 (SSt.) coupler required","http://support.automation.siemens.com/US/view/en/28265030","2014-07-08","Juenemann: Launch of tool - MLFBs transfered from former list into tool"]
["Rotary","Jamesbury","VPVL",50,300,null,"6DR4004-1D",null,"6DR4004-8D","TGX:16300-1556","Either 6DR4004-8D (Plastic) or TGX:16300-1556 (SSt.) coupler required","http://support.automation.siemens.com/US/view/en/28027869","2014-07-08","Juenemann: Launch of tool - MLFBs transfered from former list into tool"]
["Rotary","Jamesbury","VPVL",350,500,null,"6DR4004-2D",null,"6DR4004-8D","TGX:16300-1556","Either 6DR4004-8D (Plastic) or TGX:16300-1556 (SSt.) coupler required","http://support.automation.siemens.com/US/view/en/28027869","2014-07-08","Juenemann: Launch of tool - MLFBs transfered from former list into tool"]
["Rotary","Jamesbury","VPVL",550,800,null,"6DR4004-4D",null,"6DR4004-8D","TGX:16300-1556","Either 6DR4004-8D (Plastic) or TGX:16300-1556 (SSt.) coupler required","http://support.automation.siemens.com/US/view/en/28027869","2014-07-08","Juenemann: Launch of tool - MLFBs transfered from former list into tool"]
["Rotary","Keiselmann","RMS",55,55,null,"TGX:16152-885",null,"Not Needed","Not Needed","This kit is designed to be used with the NCS Rotary sensor; 6DR4004-*N*10 or 6DR4004-*N*40.  \nAlso PS2 must be equipped with AIM Module; 6DR5***-0***2-0*A* or 6DR5***-0***3-0*A*","http://support.automation.siemens.com/US/view/en/51799801","2014-07-08","Juenemann: Launch of tool - MLFBs transfered from former list into tool"]
["Rotary","Keystone","79A",0,2,null,"TGX:16300-KS20",null,"6DR4004-8D","TGX:16300-1556","Either 6DR4004-8D (Plastic) or TGX:16300-1556 (SSt.) coupler required","http://support.automation.siemens.com/US/view/en/28265030","2014-07-08","Juenemann: Launch of tool - MLFBs transfered from former list into tool"]
["Rotary","Keystone","79A",3,14,null,"TGX:16300-KS21",null,"6DR4004-8D","TGX:16300-1556","Either 6DR4004-8D (Plastic) or TGX:16300-1556 (SSt.) coupler required","http://support.automation.siemens.com/US/view/en/28265030","2014-07-08","Juenemann: Launch of tool - MLFBs transfered from former list into tool"]
["Rotary","Keystone","79U",3,3,null,"TGX:16300-KS3",null,"6DR4004-8D","TGX:16300-1556","Either 6DR4004-8D (Plastic) or TGX:16300-1556 (SSt.) coupler required","http://support.automation.siemens.com/US/view/en/28265030","2014-07-08","Juenemann: Launch of tool - MLFBs transfered from former list into tool"]
["Rotary","Keystone","79U",6,12,null,"TGX:16300-KS1",null,"6DR4004-8D","TGX:16300-1556","Either 6DR4004-8D (Plastic) or TGX:16300-1556 (SSt.) coupler required","http://support.automation.siemens.com/US/view/en/28265030","2014-07-08","Juenemann: Launch of tool - MLFBs transfered from former list into tool"]
["Rotary","Keystone","79U",24,36,null,"TGX:16300-KS14",null,"6DR4004-8D","TGX:16300-1556","Either 6DR4004-8D (Plastic) or TGX:16300-1556 (SSt.) coupler required","http://support.automation.siemens.com/US/view/en/28265030","2014-07-08","Juenemann: Launch of tool - MLFBs transfered from former list into tool"]
["Rotary","Keystone","79U",66,91,null,"TGX:16300-KS15",null,"6DR4004-8D","TGX:16300-1556","Either 6DR4004-8D (Plastic) or TGX:16300-1556 (SSt.) coupler required","http://support.automation.siemens.com/US/view/en/28265030","2014-07-08","Juenemann: Launch of tool - MLFBs transfered from former list into tool"]
["Rotary","Keystone","79E",3,3,null,"TGX:16300-KS3",null,"6DR4004-8D","TGX:16300-1556","Either 6DR4004-8D (Plastic) or TGX:16300-1556 (SSt.) coupler required","http://support.automation.siemens.com/US/view/en/28265030","2014-07-08","Juenemann: Launch of tool - MLFBs transfered from former list into tool"]
["Rotary","Keystone","79E",6,12,null,"TGX:16300-KS1",null,"6DR4004-8D","TGX:16300-1556","Either 6DR4004-8D (Plastic) or TGX:16300-1556 (SSt.) coupler required","http://support.automation.siemens.com/US/view/en/28265030","2014-07-08","Juenemann: Launch of tool - MLFBs transfered from former list into tool"]
["Rotary","Keystone","79E",24,36,null,"TGX:16300-KS14",null,"6DR4004-8D","TGX:16300-1556","Either 6DR4004-8D (Plastic) or TGX:16300-1556 (SSt.) coupler required","http://support.automation.siemens.com/US/view/en/28265030","2014-07-08","Juenemann: Launch of tool - MLFBs transfered from former list into tool"]
["Rotary","Keystone","79E",66,91,null,"TGX:16300-KS15",null,"6DR4004-8D","TGX:16300-1556","Either 6DR4004-8D (Plastic) or TGX:16300-1556 (SSt.) coupler required","http://support.automation.siemens.com/US/view/en/28265030","2014-07-08","Juenemann: Launch of tool - MLFBs transfered from former list into tool"]
["Rotary","Keystone",789,100,100,null,"TGX:16300-KS5",null,"6DR4004-8D","TGX:16300-1556","Either 6DR4004-8D (Plastic) or TGX:16300-1556 (SSt.) coupler required","http://support.automation.siemens.com/US/view/en/28265030","2014-07-08","Juenemann: Launch of tool - MLFBs transfered from former list into tool"]
["Rotary","Keystone",790,36,36,null,"TGX:16300-KS22",null,"6DR4004-8D","TGX:16300-1556","Either 6DR4004-8D (Plastic) or TGX:16300-1556 (SSt.) coupler required","http://support.automation.siemens.com/US/view/en/28265030","2014-07-08","Juenemann: Launch of tool - MLFBs transfered from former list into tool"]
["Rotary","Keystone",790,100,100,null,"TGX:16300-KS18",null,"6DR4004-8D","TGX:16300-1556","Either 6DR4004-8D (Plastic) or TGX:16300-1556 (SSt.) coupler required","http://support.automation.siemens.com/US/view/en/28265030","2014-07-08","Juenemann: Launch of tool - MLFBs transfered from former list into tool"]
["Rotary","Keystone",790,200,300,null,"TGX:16300-KS6",null,"6DR4004-8D","TGX:16300-1556","Either 6DR4004-8D (Plastic) or TGX:16300-1556 (SSt.) coupler required","http://support.automation.siemens.com/US/view/en/28265030","2014-07-08","Juenemann: Launch of tool - MLFBs transfered from former list into tool"]
["Rotary","Keystone",790,400,500,null,"TGX:16300-KS7",null,"6DR4004-8D","TGX:16300-1556","Either 6DR4004-8D (Plastic) or TGX:16300-1556 (SSt.) coupler required","http://support.automation.siemens.com/US/view/en/28265030","2014-07-08","Juenemann: Launch of tool - MLFBs transfered from former list into tool"]
["Rotary","Keystone","790 - 1.857\" bore",600,700,null,"TGX:16300-KS19",null,"6DR4004-8D","TGX:16300-1556","Either 6DR4004-8D (Plastic) or TGX:16300-1556 (SSt.) coupler required","http://support.automation.siemens.com/US/view/en/28265030","2014-07-08","Juenemann: Launch of tool - MLFBs transfered from former list into tool"]
["Rotary","Keystone","790 - 2.25\" bore",600,700,null,"TGX:16300-KS8",null,"6DR4004-8D","TGX:16300-1556","Either 6DR4004-8D (Plastic) or TGX:16300-1556 (SSt.) coupler required","http://support.automation.siemens.com/US/view/en/28265030","2014-07-08","Juenemann: Launch of tool - MLFBs transfered from former list into tool"]
["Rotary","Kinetrol","K019",0,10000,null,"TGX:16300-KN8",null,"6DR4004-8D","TGX:16300-1556","Either 6DR4004-8D (Plastic) or TGX:16300-1556 (SSt.) coupler required","http://support.automation.siemens.com/US/view/en/28265030","2014-07-08","Juenemann: Launch of tool - MLFBs transfered from former list into tool"]
["Rotary","Kinetrol","K027",0,10000,null,"TGX:16300-KN027",null,"6DR4004-8D","TGX:16300-1556","Either 6DR4004-8D (Plastic) or TGX:16300-1556 (SSt.) coupler required","http://support.automation.siemens.com/US/view/en/28265030","2014-07-08","Juenemann: Launch of tool - MLFBs transfered from former list into tool"]
["Rotary","Kinetrol","K029",0,10000,null,"TGX:16300-KN9",null,"6DR4004-8D","TGX:16300-1556","Either 6DR4004-8D (Plastic) or TGX:16300-1556 (SSt.) coupler required","http://support.automation.siemens.com/US/view/en/28265030","2014-07-08","Juenemann: Launch of tool - MLFBs transfered from former list into tool"]
["Rotary","Kinetrol","K037",0,10000,null,"TGX:16300-KN037",null,"6DR4004-8D","TGX:16300-1556","Either 6DR4004-8D (Plastic) or TGX:16300-1556 (SSt.) coupler required","http://support.automation.siemens.com/US/view/en/28265030","2014-07-08","Juenemann: Launch of tool - MLFBs transfered from former list into tool"]
["Rotary","Kinetrol","K039",0,10000,null,"TGX:16300-KN10",null,"6DR4004-8D","TGX:16300-1556","Either 6DR4004-8D (Plastic) or TGX:16300-1556 (SSt.) coupler required","http://support.automation.siemens.com/US/view/en/28265030","2014-07-08","Juenemann: Launch of tool - MLFBs transfered from former list into tool"]
["Rotary","Kinetrol","K057",0,10000,null,"TGX:16300-KN057",null,"6DR4004-8D","TGX:16300-1556","Either 6DR4004-8D (Plastic) or TGX:16300-1556 (SSt.) coupler required","http://support.automation.siemens.com/US/view/en/28265030","2014-07-08","Juenemann: Launch of tool - MLFBs transfered from former list into tool"]
["Rotary","Kinetrol","K059",0,10000,null,"TGX:16300-KN11",null,"6DR4004-8D","TGX:16300-1556","Either 6DR4004-8D (Plastic) or TGX:16300-1556 (SSt.) coupler required","http://support.automation.siemens.com/US/view/en/28265030","2014-07-08","Juenemann: Launch of tool - MLFBs transfered from former list into tool"]
["Rotary","Kinetrol","K074",0,10000,null,"TGX:16300-KN077",null,"6DR4004-8D","TGX:16300-1556","Either 6DR4004-8D (Plastic) or TGX:16300-1556 (SSt.) coupler required","http://support.automation.siemens.com/US/view/en/28265030","2016-07-21","Fortino: Added Kinetrol 074 and 077 for TGX:16300-KN077"]
["Rotary","Kinetrol","K077",0,10000,null,"TGX:16300-KN077",null,"6DR4004-8D","TGX:16300-1556","Either 6DR4004-8D (Plastic) or TGX:16300-1556 (SSt.) coupler required","http://support.automation.siemens.com/US/view/en/28265030","2016-07-21","Fortino: Added Kinetrol 074 and 077 for TGX:16300-KN077"]
["Rotary","Kinetrol","K079",0,10000,null,"TGX:16300-KN12",null,"6DR4004-8D","TGX:16300-1556","Either 6DR4004-8D (Plastic) or TGX:16300-1556 (SSt.) coupler required","http://support.automation.siemens.com/US/view/en/28265030","2014-07-08","Juenemann: Launch of tool - MLFBs transfered from former list into tool"]
["Rotary","Kinetrol","K087",0,10000,null,"TGX:16300-KN087",null,"6DR4004-8D","TGX:16300-1556","Either 6DR4004-8D (Plastic) or TGX:16300-1556 (SSt.) coupler required","http://support.automation.siemens.com/US/view/en/28265030","2014-07-08","Juenemann: Launch of tool - MLFBs transfered from former list into tool"]
["Rotary","Kinetrol","K089",0,10000,null,"TGX:16300-KN13",null,"6DR4004-8D","TGX:16300-1556","Either 6DR4004-8D (Plastic) or TGX:16300-1556 (SSt.) coupler required","http://support.automation.siemens.com/US/view/en/28265030","2014-07-08","Juenemann: Launch of tool - MLFBs transfered from former list into tool"]
["Rotary","Kinetrol","K097",0,10000,null,"TGX:16300-KN097",null,"6DR4004-8D","TGX:16300-1556","Either 6DR4004-8D (Plastic) or TGX:16300-1556 (SSt.) coupler required","http://support.automation.siemens.com/US/view/en/28265030","2014-07-08","Juenemann: Launch of tool - MLFBs transfered from former list into tool"]
["Rotary","Kinetrol","K099",0,10000,null,"TGX:16300-KN14",null,"6DR4004-8D","TGX:16300-1556","Either 6DR4004-8D (Plastic) or TGX:16300-1556 (SSt.) coupler required","http://support.automation.siemens.com/US/view/en/28265030","2014-07-08","Juenemann: Launch of tool - MLFBs transfered from former list into tool"]
["Rotary","Kinetrol","K107",0,10000,null,"TGX:16300-KN107",null,"6DR4004-8D","TGX:16300-1556","Either 6DR4004-8D (Plastic) or TGX:16300-1556 (SSt.) coupler required","http://support.automation.siemens.com/US/view/en/28265030","2014-07-08","Juenemann: Launch of tool - MLFBs transfered from former list into tool"]
["Rotary","Kinetrol","K109",0,10000,null,"TGX:16300-KN15",null,"6DR4004-8D","TGX:16300-1556","Either 6DR4004-8D (Plastic) or TGX:16300-1556 (SSt.) coupler required","http://support.automation.siemens.com/US/view/en/28265030","2014-07-08","Juenemann: Launch of tool - MLFBs transfered from former list into tool"]
["Rotary","Kinetrol","K127",0,10000,null,"TGX:16300-KN127",null,"6DR4004-8D","TGX:16300-1556","Either 6DR4004-8D (Plastic) or TGX:16300-1556 (SSt.) coupler required","http://support.automation.siemens.com/US/view/en/28265030","2014-07-08","Juenemann: Launch of tool - MLFBs transfered from former list into tool"]
["Rotary","Kinetrol","K129",0,10000,null,"TGX:16300-KN16",null,"6DR4004-8D","TGX:16300-1556","Either 6DR4004-8D (Plastic) or TGX:16300-1556 (SSt.) coupler required","http://support.automation.siemens.com/US/view/en/28265030","2014-07-08","Juenemann: Launch of tool - MLFBs transfered from former list into tool"]
["Rotary","Kinetrol","K147",0,10000,null,"TGX:16300-KN147",null,"6DR4004-8D","TGX:16300-1556","Either 6DR4004-8D (Plastic) or TGX:16300-1556 (SSt.) coupler required","http://support.automation.siemens.com/US/view/en/28265030","2014-07-08","Juenemann: Launch of tool - MLFBs transfered from former list into tool"]
["Rotary","Kinetrol","K149",0,10000,null,"TGX:16300-KN17",null,"6DR4004-8D","TGX:16300-1556","Either 6DR4004-8D (Plastic) or TGX:16300-1556 (SSt.) coupler required","http://support.automation.siemens.com/US/view/en/28265030","2014-07-08","Juenemann: Launch of tool - MLFBs transfered from former list into tool"]
["Rotary","Kinetrol","K157",0,10000,null,"TGX:16300-KN157",null,"6DR4004-8D","TGX:16300-1556","Either 6DR4004-8D (Plastic) or TGX:16300-1556 (SSt.) coupler required","http://support.automation.siemens.com/US/view/en/28265030","2014-10-23","Fortino: Added new mounting solutin for Kinetrol rotary; TGX:16300-KN157"]
["Rotary","Kinetrol","K163",120,120,null,"TGX:16300-KN18",null,"6DR4004-8D","TGX:16300-1556","Either 6DR4004-8D (Plastic) or TGX:16300-1556 (SSt.) coupler required","http://support.automation.siemens.com/US/view/en/28265030","2016-07-20","Fortino: Expanded Kinetrol model 16 to include 163 size 120.  This kit uses TGX:16300-KN18, same as 169 version"]
["Rotary","Kinetrol","K167",0,10000,null,"TGX:16300-KN167",null,"6DR4004-8D","TGX:16300-1556","Either 6DR4004-8D (Plastic) or TGX:16300-1556 (SSt.) coupler required","http://support.automation.siemens.com/US/view/en/28265030","2014-07-08","Juenemann: Launch of tool - MLFBs transfered from former list into tool"]
["Rotary","Kinetrol","K169",0,10000,null,"TGX:16300-KN18",null,"6DR4004-8D","TGX:16300-1556","Either 6DR4004-8D (Plastic) or TGX:16300-1556 (SSt.) coupler required","http://support.automation.siemens.com/US/view/en/28265030","2014-07-08","Juenemann: Launch of tool - MLFBs transfered from former list into tool"]
["Rotary","Kinetrol","K187",0,10000,null,"TGX:16300-KN187",null,"6DR4004-8D","TGX:16300-1556","Either 6DR4004-8D (Plastic) or TGX:16300-1556 (SSt.) coupler required","http://support.automation.siemens.com/US/view/en/28265030","2014-07-08","Juenemann: Launch of tool - MLFBs transfered from former list into tool"]
["Rotary","Kinetrol","K189",0,10000,null,"TGX:16300-KN19",null,"6DR4004-8D","TGX:16300-1556","Either 6DR4004-8D (Plastic) or TGX:16300-1556 (SSt.) coupler required","http://support.automation.siemens.com/US/view/en/28265030","2014-07-08","Juenemann: Launch of tool - MLFBs transfered from former list into tool"]
["Rotary","Kinetrol","K207",0,10000,null,"TGX:16300-KN207",null,"6DR4004-8D","TGX:16300-1556","Either 6DR4004-8D (Plastic) or TGX:16300-1556 (SSt.) coupler required","http://support.automation.siemens.com/US/view/en/28265030","2014-08-13","Fortino: Added Kinetrol size 20 to list, TGX:16300-KN207"]
["Rotary","K-Tork","K",1,2,null,"6DR4004-1D",null,"6DR4004-8D","TGX:16300-1556","Either 6DR4004-8D (Plastic) or TGX:16300-1556 (SSt.) coupler required","http://support.automation.siemens.com/US/view/en/28027869","2014-07-08","Juenemann: Launch of tool - MLFBs transfered from former list into tool"]
["Rotary","K-Tork","K",3,5,null,"6DR4004-2D",null,"6DR4004-8D","TGX:16300-1556","Either 6DR4004-8D (Plastic) or TGX:16300-1556 (SSt.) coupler required","http://support.automation.siemens.com/US/view/en/28027869","2014-07-08","Juenemann: Launch of tool - MLFBs transfered from former list into tool"]
["Rotary","K-Tork","K",6,7,null,"6DR4004-4D",null,"6DR4004-8D","TGX:16300-1556","Either 6DR4004-8D (Plastic) or TGX:16300-1556 (SSt.) coupler required","http://support.automation.siemens.com/US/view/en/28027869","2014-07-08","Juenemann: Launch of tool - MLFBs transfered from former list into tool"]
["Rotary","Kraft Ewald","M",4,12,null,"6DR4004-2D",null,"6DR4004-8D","TGX:16300-1556","Either 6DR4004-8D (Plastic) or TGX:16300-1556 (SSt.) coupler required","http://support.automation.siemens.com/US/view/en/28027869","2014-07-08","Juenemann: Launch of tool - MLFBs transfered from former list into tool"]
["Rotary","Masoneilan",31,0,10000,null,"TGX:16152-350",null,"6DR4004-8D","TGX:16300-1556","Either 6DR4004-8D (Plastic) or TGX:16300-1556 (SSt.) coupler required","http://support.automation.siemens.com/US/view/en/28029184","2014-07-08","Juenemann: Launch of tool - MLFBs transfered from former list into tool"]
["Rotary","Masoneilan",32,0,10000,null,"TGX:16152-350",null,"6DR4004-8D","TGX:16300-1556","Either 6DR4004-8D (Plastic) or TGX:16300-1556 (SSt.) coupler required","http://support.automation.siemens.com/US/view/en/28029184","2014-07-08","Juenemann: Launch of tool - MLFBs transfered from former list into tool"]
["Rotary","Masoneilan",33,0,10000,null,"TGX:16152-350",null,"6DR4004-8D","TGX:16300-1556","Either 6DR4004-8D (Plastic) or TGX:16300-1556 (SSt.) coupler required","http://support.automation.siemens.com/US/view/en/28029184","2014-07-08","Juenemann: Launch of tool - MLFBs transfered from former list into tool"]
["Rotary","Masoneilan",35,0,10000,null,"TGX:16152-350",null,"6DR4004-8D","TGX:16300-1556","Either 6DR4004-8D (Plastic) or TGX:16300-1556 (SSt.) coupler required","http://support.automation.siemens.com/US/view/en/28029184","2014-07-08","Juenemann: Launch of tool - MLFBs transfered from former list into tool"]
["Rotary","Masoneilan","47 Sigma F",0,10000,null,"TGX:16152-1205",null,"6DR4004-8D","TGX:16300-1556","Either 6DR4004-8D (Plastic) or TGX:16300-1556 (SSt.) coupler required","http://support.automation.siemens.com/US/view/en/56014998","2014-07-08","Juenemann: Launch of tool - MLFBs transfered from former list into tool"]
["Rotary","Masoneilan","48 Sigma F",0,10000,null,"TGX:16152-1205",null,"6DR4004-8D","TGX:16300-1556","Either 6DR4004-8D (Plastic) or TGX:16300-1556 (SSt.) coupler required","http://support.automation.siemens.com/US/view/en/56014998","2014-07-08","Juenemann: Launch of tool - MLFBs transfered from former list into tool"]
["Rotary","Masoneilan","Cam Flex II",0,10000,null,"TGX:16152-350",null,"6DR4004-8D","TGX:16300-1556","Either 6DR4004-8D (Plastic) or TGX:16300-1556 (SSt.) coupler required","http://support.automation.siemens.com/US/view/en/28029184","2014-07-08","Juenemann: Launch of tool - MLFBs transfered from former list into tool"]
["Rotary","Matryx","EDA",25,350,null,"6DR4004-1D",null,"6DR4004-8D","TGX:16300-1556","Either 6DR4004-8D (Plastic) or TGX:16300-1556 (SSt.) coupler required","http://support.automation.siemens.com/US/view/en/28027869","2014-07-08","Juenemann: Launch of tool - MLFBs transfered from former list into tool"]
["Rotary","Matryx","EDA",600,1600,null,"6DR4004-2D",null,"6DR4004-8D","TGX:16300-1556","Either 6DR4004-8D (Plastic) or TGX:16300-1556 (SSt.) coupler required","http://support.automation.siemens.com/US/view/en/28027869","2014-07-08","Juenemann: Launch of tool - MLFBs transfered from former list into tool"]
["Rotary","Matryx","EDS",25,350,null,"6DR4004-1D",null,"6DR4004-8D","TGX:16300-1556","Either 6DR4004-8D (Plastic) or TGX:16300-1556 (SSt.) coupler required","http://support.automation.siemens.com/US/view/en/28027869","2014-07-08","Juenemann: Launch of tool - MLFBs transfered from former list into tool"]
["Rotary","Matryx","ESA",600,1600,null,"6DR4004-2D",null,"6DR4004-8D","TGX:16300-1556","Either 6DR4004-8D (Plastic) or TGX:16300-1556 (SSt.) coupler required","http://support.automation.siemens.com/US/view/en/28027869","2014-07-08","Juenemann: Launch of tool - MLFBs transfered from former list into tool"]
["Rotary","Matryx","PDA",60,280,null,"6DR4004-1D",null,"6DR4004-8D","TGX:16300-1556","Either 6DR4004-8D (Plastic) or TGX:16300-1556 (SSt.) coupler required","http://support.automation.siemens.com/US/view/en/28027869","2014-07-08","Juenemann: Launch of tool - MLFBs transfered from former list into tool"]
["Rotary","Matryx","PDA",500,4000,null,"6DR4004-3D",null,"6DR4004-8D","TGX:16300-1556","Either 6DR4004-8D (Plastic) or TGX:16300-1556 (SSt.) coupler required","http://support.automation.siemens.com/US/view/en/28027869","2014-07-08","Juenemann: Launch of tool - MLFBs transfered from former list into tool"]
["Rotary","Matryx","PDN",60,280,null,"6DR4004-1D",null,"6DR4004-8D","TGX:16300-1556","Either 6DR4004-8D (Plastic) or TGX:16300-1556 (SSt.) coupler required","http://support.automation.siemens.com/US/view/en/28027869","2014-07-08","Juenemann: Launch of tool - MLFBs transfered from former list into tool"]
["Rotary","Matryx","PDN",500,4000,null,"6DR4004-3D",null,"6DR4004-8D","TGX:16300-1556","Either 6DR4004-8D (Plastic) or TGX:16300-1556 (SSt.) coupler required","http://support.automation.siemens.com/US/view/en/28027869","2014-07-08","Juenemann: Launch of tool - MLFBs transfered from former list into tool"]
["Rotary","Matryx","PSA",60,280,null,"6DR4004-1D",null,"6DR4004-8D","TGX:16300-1556","Either 6DR4004-8D (Plastic) or TGX:16300-1556 (SSt.) coupler required","http://support.automation.siemens.com/US/view/en/28027869","2014-07-08","Juenemann: Launch of tool - MLFBs transfered from former list into tool"]
["Rotary","Matryx","PSA",500,4000,null,"6DR4004-3D",null,"6DR4004-8D","TGX:16300-1556","Either 6DR4004-8D (Plastic) or TGX:16300-1556 (SSt.) coupler required","http://support.automation.siemens.com/US/view/en/28027869","2014-07-08","Juenemann: Launch of tool - MLFBs transfered from former list into tool"]
["Rotary","Matryx","PSN",60,280,null,"6DR4004-1D",null,"6DR4004-8D","TGX:16300-1556","Either 6DR4004-8D (Plastic) or TGX:16300-1556 (SSt.) coupler required","http://support.automation.siemens.com/US/view/en/28027869","2014-07-08","Juenemann: Launch of tool - MLFBs transfered from former list into tool"]
["Rotary","Matryx","PSN",500,4000,null,"6DR4004-3D",null,"6DR4004-8D","TGX:16300-1556","Either 6DR4004-8D (Plastic) or TGX:16300-1556 (SSt.) coupler required","http://support.automation.siemens.com/US/view/en/28027869","2014-07-08","Juenemann: Launch of tool - MLFBs transfered from former list into tool"]
["Rotary","Matryx","MX",60,60,null,"TGX:16300-MX1",null,"6DR4004-8D","TGX:16300-1556","Either 6DR4004-8D (Plastic) or TGX:16300-1556 (SSt.) coupler required","http://support.automation.siemens.com/US/view/en/28265030","2014-07-08","Juenemann: Launch of tool - MLFBs transfered from former list into tool"]
["Rotary","Matryx","MX",200,200,null,"TGX:16300-MX2",null,"6DR4004-8D","TGX:16300-1556","Either 6DR4004-8D (Plastic) or TGX:16300-1556 (SSt.) coupler required","http://support.automation.siemens.com/US/view/en/28265030","2014-07-08","Juenemann: Launch of tool - MLFBs transfered from former list into tool"]
["Rotary","Matryx","MX",450,1250,null,"TGX:16300-MX3",null,"6DR4004-8D","TGX:16300-1556","Either 6DR4004-8D (Plastic) or TGX:16300-1556 (SSt.) coupler required","http://support.automation.siemens.com/US/view/en/28265030","2014-07-08","Juenemann: Launch of tool - MLFBs transfered from former list into tool"]
["Rotary","Matryx","MX",3000,3000,null,"TGX:16300-MX4",null,"6DR4004-8D","TGX:16300-1556","Either 6DR4004-8D (Plastic) or TGX:16300-1556 (SSt.) coupler required","http://support.automation.siemens.com/US/view/en/28265030","2014-07-08","Juenemann: Launch of tool - MLFBs transfered from former list into tool"]
["Rotary","Max-Air","UT",11,76,null,"6DR4004-2D",null,"6DR4004-8D","TGX:16300-1556","Either 6DR4004-8D (Plastic) or TGX:16300-1556 (SSt.) coupler required","http://support.automation.siemens.com/US/view/en/28027869","2014-07-08","Juenemann: Launch of tool - MLFBs transfered from former list into tool"]
["Rotary","Max-Air","MT",58,295,null,"6DR4004-2D",null,"6DR4004-8D","TGX:16300-1556","Either 6DR4004-8D (Plastic) or TGX:16300-1556 (SSt.) coupler required","http://support.automation.siemens.com/US/view/en/28027869","2014-07-08","Juenemann: Launch of tool - MLFBs transfered from former list into tool"]
["Rotary","Milwaukee Valve","MC",2,29,null,"6DR4004-1D",null,"6DR4004-8D","TGX:16300-1556","Either 6DR4004-8D (Plastic) or TGX:16300-1556 (SSt.) coupler required","http://support.automation.siemens.com/US/view/en/28027869","2014-07-08","Juenemann: Launch of tool - MLFBs transfered from former list into tool"]
["Rotary","Milwaukee Valve","MC",58,295,null,"6DR4004-3D",null,"6DR4004-8D","TGX:16300-1556","Either 6DR4004-8D (Plastic) or TGX:16300-1556 (SSt.) coupler required","http://support.automation.siemens.com/US/view/en/28027869","2014-07-08","Juenemann: Launch of tool - MLFBs transfered from former list into tool"]
["Rotary","Morin","MRP",4,4,null,"6DR4004-1D",null,"6DR4004-8D","TGX:16300-1556","Tyco part #F43011 and either 6DR4004-8D (Plastic) or TGX:16300-1556 (SSt.) coupler required","http://support.automation.siemens.com/US/view/en/28027869","2014-07-08","Juenemann: Launch of tool - MLFBs transfered from former list into tool"]
["Rotary","Morin","MRP",9,14,null,"6DR4004-1D",null,"6DR4004-8D","TGX:16300-1556","Tyco part #F43012 and either 6DR4004-8D (Plastic) or TGX:16300-1556 (SSt.) coupler required","http://support.automation.siemens.com/US/view/en/28027869","2014-07-08","Juenemann: Launch of tool - MLFBs transfered from former list into tool"]
["Rotary","Morin","MRP",25,88,null,"6DR4004-1D",null,"6DR4004-8D","TGX:16300-1556","Tyco part #F43013 and either 6DR4004-8D (Plastic) or TGX:16300-1556 (SSt.) coupler required","http://support.automation.siemens.com/US/view/en/28027869","2014-07-08","Juenemann: Launch of tool - MLFBs transfered from former list into tool"]
["Rotary","Morin","79B",3,3,null,"TGX:16300-KM4",null,"6DR4004-8D","TGX:16300-1556","Either 6DR4004-8D (Plastic) or TGX:16300-1556 (SSt.) coupler required","http://support.automation.siemens.com/US/view/en/28265030","2014-07-08","Juenemann: Launch of tool - MLFBs transfered from former list into tool"]
["Rotary","Morin","79B",6,15,null,"TGX:16300-KM5",null,"6DR4004-8D","TGX:16300-1556","Either 6DR4004-8D (Plastic) or TGX:16300-1556 (SSt.) coupler required","http://support.automation.siemens.com/US/view/en/28265030","2014-07-08","Juenemann: Launch of tool - MLFBs transfered from former list into tool"]
["Rotary","Morin","79B",23,100,null,"TGX:16300-KM6",null,"6DR4004-8D","TGX:16300-1556","Either 6DR4004-8D (Plastic) or TGX:16300-1556 (SSt.) coupler required","http://support.automation.siemens.com/US/view/en/28265030","2014-07-08","Juenemann: Launch of tool - MLFBs transfered from former list into tool"]
["Rotary","Morin","79B",144,144,null,"TGX:16300-KM6",null,"6DR4004-8D","TGX:16300-1556","Either 6DR4004-8D (Plastic) or TGX:16300-1556 (SSt.) coupler required","http://support.automation.siemens.com/US/view/en/28265030","2014-07-08","Juenemann: Launch of tool - MLFBs transfered from former list into tool"]
["Rotary","Morin","79B",135,1150,null,"TGX:16300-KM2",null,"6DR4004-8D","TGX:16300-1556","Either 6DR4004-8D (Plastic) or TGX:16300-1556 (SSt.) coupler required","http://support.automation.siemens.com/US/view/en/28265030","2014-07-08","Juenemann: Launch of tool - MLFBs transfered from former list into tool"]
["Rotary","Morin","79S",3,3,null,"TGX:16300-KM4",null,"6DR4004-8D","TGX:16300-1556","Either 6DR4004-8D (Plastic) or TGX:16300-1556 (SSt.) coupler required","http://support.automation.siemens.com/US/view/en/28265030","2014-07-08","Juenemann: Launch of tool - MLFBs transfered from former list into tool"]
["Rotary","Morin","79S",6,15,null,"TGX:16300-KM5",null,"6DR4004-8D","TGX:16300-1556","Either 6DR4004-8D (Plastic) or TGX:16300-1556 (SSt.) coupler required","http://support.automation.siemens.com/US/view/en/28265030","2014-07-08","Juenemann: Launch of tool - MLFBs transfered from former list into tool"]
["Rotary","Morin","79S",23,100,null,"TGX:16300-KM6",null,"6DR4004-8D","TGX:16300-1556","Either 6DR4004-8D (Plastic) or TGX:16300-1556 (SSt.) coupler required","http://support.automation.siemens.com/US/view/en/28265030","2014-07-08","Juenemann: Launch of tool - MLFBs transfered from former list into tool"]
["Rotary","Morin","79S",144,144,null,"TGX:16300-KM6",null,"6DR4004-8D","TGX:16300-1556","Either 6DR4004-8D (Plastic) or TGX:16300-1556 (SSt.) coupler required","http://support.automation.siemens.com/US/view/en/28265030","2014-07-08","Juenemann: Launch of tool - MLFBs transfered from former list into tool"]
["Rotary","Morin","79S",135,1150,null,"TGX:16300-KM2",null,"6DR4004-8D","TGX:16300-1556","Either 6DR4004-8D (Plastic) or TGX:16300-1556 (SSt.) coupler required","http://support.automation.siemens.com/US/view/en/28265030","2014-07-08","Juenemann: Launch of tool - MLFBs transfered from former list into tool"]
["Rotary","Morin","B___DA",3,3,null,"TGX:16300-KM7",null,"6DR4004-8D","TGX:16300-1556","Either 6DR4004-8D (Plastic) or TGX:16300-1556 (SSt.) coupler required","http://support.automation.siemens.com/US/view/en/28265030","2014-07-08","Juenemann: Launch of tool - MLFBs transfered from former list into tool"]
["Rotary","Morin","B___DA",6,15,null,"TGX:16300-KM3",null,"6DR4004-8D","TGX:16300-1556","Either 6DR4004-8D (Plastic) or TGX:16300-1556 (SSt.) coupler required","http://support.automation.siemens.com/US/view/en/28265030","2014-07-08","Juenemann: Launch of tool - MLFBs transfered from former list into tool"]
["Rotary","Morin","B___DA",23,39,null,"TGX:16300-KM1",null,"6DR4004-8D","TGX:16300-1556","Either 6DR4004-8D (Plastic) or TGX:16300-1556 (SSt.) coupler required","http://support.automation.siemens.com/US/view/en/28265030","2014-07-08","Juenemann: Launch of tool - MLFBs transfered from former list into tool"]
["Rotary","Morin","B___DA",51,100,null,"TGX:16300-KM1",null,"6DR4004-8D","TGX:16300-1556","Either 6DR4004-8D (Plastic) or TGX:16300-1556 (SSt.) coupler required","http://support.automation.siemens.com/US/view/en/28265030","2014-07-08","Juenemann: Launch of tool - MLFBs transfered from former list into tool"]
["Rotary","Morin","B___DA",144,144,null,"TGX:16300-KM1",null,"6DR4004-8D","TGX:16300-1556","Either 6DR4004-8D (Plastic) or TGX:16300-1556 (SSt.) coupler required","http://support.automation.siemens.com/US/view/en/28265030","2014-07-08","Juenemann: Launch of tool - MLFBs transfered from former list into tool"]
["Rotary","Morin","B___DA",40,50,null,"6DR4004-2D",null,"6DR4004-8D","TGX:16300-1556","Either 6DR4004-8D (Plastic) or TGX:16300-1556 (SSt.) coupler required","http://support.automation.siemens.com/US/view/en/28027869","2014-07-08","Juenemann: Launch of tool - MLFBs transfered from former list into tool"]
["Rotary","Morin","B___DA",135,135,null,"6DR4004-2D",null,"6DR4004-8D","TGX:16300-1556","Either 6DR4004-8D (Plastic) or TGX:16300-1556 (SSt.) coupler required","http://support.automation.siemens.com/US/view/en/28027869","2014-07-08","Juenemann: Launch of tool - MLFBs transfered from former list into tool"]
["Rotary","Morin","B___DA",210,345,null,"6DR4004-2D",null,"6DR4004-8D","TGX:16300-1556","Either 6DR4004-8D (Plastic) or TGX:16300-1556 (SSt.) coupler required","http://support.automation.siemens.com/US/view/en/28027869","2014-07-08","Juenemann: Launch of tool - MLFBs transfered from former list into tool"]
["Rotary","Morin","B___DA",420,420,null,"6DR4004-2D",null,"6DR4004-8D","TGX:16300-1556","Either 6DR4004-8D (Plastic) or TGX:16300-1556 (SSt.) coupler required","http://support.automation.siemens.com/US/view/en/28027869","2014-07-08","Juenemann: Launch of tool - MLFBs transfered from former list into tool"]
["Rotary","Morin","B___DA",1480,2380,null,"6DR4004-2D",null,"6DR4004-8D","TGX:16300-1556","Either 6DR4004-8D (Plastic) or TGX:16300-1556 (SSt.) coupler required","http://support.automation.siemens.com/US/view/en/28027869","2014-07-08","Juenemann: Launch of tool - MLFBs transfered from former list into tool"]
["Rotary","Morin","B___DA",370,370,null,"6DR4004-3D",null,"6DR4004-8D","TGX:16300-1556","Either 6DR4004-8D (Plastic) or TGX:16300-1556 (SSt.) coupler required","http://support.automation.siemens.com/US/view/en/28027869","2014-07-08","Juenemann: Launch of tool - MLFBs transfered from former list into tool"]
["Rotary","Morin","B___DA",575,1150,null,"6DR4004-3D",null,"6DR4004-8D","TGX:16300-1556","Either 6DR4004-8D (Plastic) or TGX:16300-1556 (SSt.) coupler required","http://support.automation.siemens.com/US/view/en/28027869","2014-07-08","Juenemann: Launch of tool - MLFBs transfered from former list into tool"]
["Rotary","Morin","S___DA",3,3,null,"TGX:16300-KM7",null,"6DR4004-8D","TGX:16300-1556","Either 6DR4004-8D (Plastic) or TGX:16300-1556 (SSt.) coupler required","http://support.automation.siemens.com/US/view/en/28265030","2014-07-08","Juenemann: Launch of tool - MLFBs transfered from former list into tool"]
["Rotary","Morin","S___DA",6,15,null,"TGX:16300-KM3",null,"6DR4004-8D","TGX:16300-1556","Either 6DR4004-8D (Plastic) or TGX:16300-1556 (SSt.) coupler required","http://support.automation.siemens.com/US/view/en/28265030","2014-07-08","Juenemann: Launch of tool - MLFBs transfered from former list into tool"]
["Rotary","Morin","S___DA",23,39,null,"TGX:16300-KM1",null,"6DR4004-8D","TGX:16300-1556","Either 6DR4004-8D (Plastic) or TGX:16300-1556 (SSt.) coupler required","http://support.automation.siemens.com/US/view/en/28265030","2014-07-08","Juenemann: Launch of tool - MLFBs transfered from former list into tool"]
["Rotary","Morin","S___DA",51,100,null,"TGX:16300-KM1",null,"6DR4004-8D","TGX:16300-1556","Either 6DR4004-8D (Plastic) or TGX:16300-1556 (SSt.) coupler required","http://support.automation.siemens.com/US/view/en/28265030","2014-07-08","Juenemann: Launch of tool - MLFBs transfered from former list into tool"]
["Rotary","Morin","S___DA",144,144,null,"TGX:16300-KM1",null,"6DR4004-8D","TGX:16300-1556","Either 6DR4004-8D (Plastic) or TGX:16300-1556 (SSt.) coupler required","http://support.automation.siemens.com/US/view/en/28265030","2014-07-08","Juenemann: Launch of tool - MLFBs transfered from former list into tool"]
["Rotary","Morin","S___DA",40,50,null,"6DR4004-2D",null,"6DR4004-8D","TGX:16300-1556","Either 6DR4004-8D (Plastic) or TGX:16300-1556 (SSt.) coupler required","http://support.automation.siemens.com/US/view/en/28027869","2014-07-08","Juenemann: Launch of tool - MLFBs transfered from former list into tool"]
["Rotary","Morin","S___DA",135,135,null,"6DR4004-2D",null,"6DR4004-8D","TGX:16300-1556","Either 6DR4004-8D (Plastic) or TGX:16300-1556 (SSt.) coupler required","http://support.automation.siemens.com/US/view/en/28027869","2014-07-08","Juenemann: Launch of tool - MLFBs transfered from former list into tool"]
["Rotary","Morin","S___DA",210,345,null,"6DR4004-2D",null,"6DR4004-8D","TGX:16300-1556","Either 6DR4004-8D (Plastic) or TGX:16300-1556 (SSt.) coupler required","http://support.automation.siemens.com/US/view/en/28027869","2014-07-08","Juenemann: Launch of tool - MLFBs transfered from former list into tool"]
["Rotary","Morin","S___DA",420,420,null,"6DR4004-2D",null,"6DR4004-8D","TGX:16300-1556","Either 6DR4004-8D (Plastic) or TGX:16300-1556 (SSt.) coupler required","http://support.automation.siemens.com/US/view/en/28027869","2014-07-08","Juenemann: Launch of tool - MLFBs transfered from former list into tool"]
["Rotary","Morin","S___DA",1480,2380,null,"6DR4004-2D",null,"6DR4004-8D","TGX:16300-1556","Either 6DR4004-8D (Plastic) or TGX:16300-1556 (SSt.) coupler required","http://support.automation.siemens.com/US/view/en/28027869","2014-07-08","Juenemann: Launch of tool - MLFBs transfered from former list into tool"]
["Rotary","Morin","S___DA",370,370,null,"6DR4004-3D",null,"6DR4004-8D","TGX:16300-1556","Either 6DR4004-8D (Plastic) or TGX:16300-1556 (SSt.) coupler required","http://support.automation.siemens.com/US/view/en/28027869","2014-07-08","Juenemann: Launch of tool - MLFBs transfered from former list into tool"]
["Rotary","Morin","S___DA",575,1150,null,"6DR4004-3D",null,"6DR4004-8D","TGX:16300-1556","Either 6DR4004-8D (Plastic) or TGX:16300-1556 (SSt.) coupler required","http://support.automation.siemens.com/US/view/en/28027869","2014-07-08","Juenemann: Launch of tool - MLFBs transfered from former list into tool"]
["Rotary","Morin","B___SR",3,3,null,"TGX:16300-KM7",null,"6DR4004-8D","TGX:16300-1556","Either 6DR4004-8D (Plastic) or TGX:16300-1556 (SSt.) coupler required","http://support.automation.siemens.com/US/view/en/28265030","2014-07-08","Juenemann: Launch of tool - MLFBs transfered from former list into tool"]
["Rotary","Morin","B___SR",6,15,null,"TGX:16300-KM3",null,"6DR4004-8D","TGX:16300-1556","Either 6DR4004-8D (Plastic) or TGX:16300-1556 (SSt.) coupler required","http://support.automation.siemens.com/US/view/en/28265030","2014-07-08","Juenemann: Launch of tool - MLFBs transfered from former list into tool"]
["Rotary","Morin","B___SR",23,39,null,"TGX:16300-KM1",null,"6DR4004-8D","TGX:16300-1556","Either 6DR4004-8D (Plastic) or TGX:16300-1556 (SSt.) coupler required","http://support.automation.siemens.com/US/view/en/28265030","2014-07-08","Juenemann: Launch of tool - MLFBs transfered from former list into tool"]
["Rotary","Morin","B___SR",51,100,null,"TGX:16300-KM1",null,"6DR4004-8D","TGX:16300-1556","Either 6DR4004-8D (Plastic) or TGX:16300-1556 (SSt.) coupler required","http://support.automation.siemens.com/US/view/en/28265030","2014-07-08","Juenemann: Launch of tool - MLFBs transfered from former list into tool"]
["Rotary","Morin","B___SR",144,144,null,"TGX:16300-KM1",null,"6DR4004-8D","TGX:16300-1556","Either 6DR4004-8D (Plastic) or TGX:16300-1556 (SSt.) coupler required","http://support.automation.siemens.com/US/view/en/28265030","2014-07-08","Juenemann: Launch of tool - MLFBs transfered from former list into tool"]
["Rotary","Morin","B___SR",40,50,null,"6DR4004-2D",null,"6DR4004-8D","TGX:16300-1556","Either 6DR4004-8D (Plastic) or TGX:16300-1556 (SSt.) coupler required","http://support.automation.siemens.com/US/view/en/28027869","2014-07-08","Juenemann: Launch of tool - MLFBs transfered from former list into tool"]
["Rotary","Morin","B___SR",135,135,null,"6DR4004-2D",null,"6DR4004-8D","TGX:16300-1556","Either 6DR4004-8D (Plastic) or TGX:16300-1556 (SSt.) coupler required","http://support.automation.siemens.com/US/view/en/28027869","2014-07-08","Juenemann: Launch of tool - MLFBs transfered from former list into tool"]
["Rotary","Morin","B___SR",210,345,null,"6DR4004-2D",null,"6DR4004-8D","TGX:16300-1556","Either 6DR4004-8D (Plastic) or TGX:16300-1556 (SSt.) coupler required","http://support.automation.siemens.com/US/view/en/28027869","2014-07-08","Juenemann: Launch of tool - MLFBs transfered from former list into tool"]
["Rotary","Morin","B___SR",420,420,null,"6DR4004-2D",null,"6DR4004-8D","TGX:16300-1556","Either 6DR4004-8D (Plastic) or TGX:16300-1556 (SSt.) coupler required","http://support.automation.siemens.com/US/view/en/28027869","2014-07-08","Juenemann: Launch of tool - MLFBs transfered from former list into tool"]
["Rotary","Morin","B___SR",1480,2380,null,"6DR4004-2D",null,"6DR4004-8D","TGX:16300-1556","Either 6DR4004-8D (Plastic) or TGX:16300-1556 (SSt.) coupler required","http://support.automation.siemens.com/US/view/en/28027869","2014-07-08","Juenemann: Launch of tool - MLFBs transfered from former list into tool"]
["Rotary","Morin","B___SR",370,370,null,"6DR4004-3D",null,"6DR4004-8D","TGX:16300-1556","Either 6DR4004-8D (Plastic) or TGX:16300-1556 (SSt.) coupler required","http://support.automation.siemens.com/US/view/en/28027869","2014-07-08","Juenemann: Launch of tool - MLFBs transfered from former list into tool"]
["Rotary","Morin","B___SR",575,1150,null,"6DR4004-3D",null,"6DR4004-8D","TGX:16300-1556","Either 6DR4004-8D (Plastic) or TGX:16300-1556 (SSt.) coupler required","http://support.automation.siemens.com/US/view/en/28027869","2014-07-08","Juenemann: Launch of tool - MLFBs transfered from former list into tool"]
["Rotary","Morin","S___SR",3,3,null,"TGX:16300-KM7",null,"6DR4004-8D","TGX:16300-1556","Either 6DR4004-8D (Plastic) or TGX:16300-1556 (SSt.) coupler required","http://support.automation.siemens.com/US/view/en/28265030","2014-07-08","Juenemann: Launch of tool - MLFBs transfered from former list into tool"]
["Rotary","Morin","S___SR",6,15,null,"TGX:16300-KM3",null,"6DR4004-8D","TGX:16300-1556","Either 6DR4004-8D (Plastic) or TGX:16300-1556 (SSt.) coupler required","http://support.automation.siemens.com/US/view/en/28265030","2014-07-08","Juenemann: Launch of tool - MLFBs transfered from former list into tool"]
["Rotary","Morin","S___SR",23,39,null,"TGX:16300-KM1",null,"6DR4004-8D","TGX:16300-1556","Either 6DR4004-8D (Plastic) or TGX:16300-1556 (SSt.) coupler required","http://support.automation.siemens.com/US/view/en/28265030","2014-07-08","Juenemann: Launch of tool - MLFBs transfered from former list into tool"]
["Rotary","Morin","S___SR",51,100,null,"TGX:16300-KM1",null,"6DR4004-8D","TGX:16300-1556","Either 6DR4004-8D (Plastic) or TGX:16300-1556 (SSt.) coupler required","http://support.automation.siemens.com/US/view/en/28265030","2014-07-08","Juenemann: Launch of tool - MLFBs transfered from former list into tool"]
["Rotary","Morin","S___SR",144,144,null,"TGX:16300-KM1",null,"6DR4004-8D","TGX:16300-1556","Either 6DR4004-8D (Plastic) or TGX:16300-1556 (SSt.) coupler required","http://support.automation.siemens.com/US/view/en/28265030","2014-07-08","Juenemann: Launch of tool - MLFBs transfered from former list into tool"]
["Rotary","Morin","S___SR",40,50,null,"6DR4004-2D",null,"6DR4004-8D","TGX:16300-1556","Either 6DR4004-8D (Plastic) or TGX:16300-1556 (SSt.) coupler required","http://support.automation.siemens.com/US/view/en/28027869","2014-07-08","Juenemann: Launch of tool - MLFBs transfered from former list into tool"]
["Rotary","Morin","S___SR",135,135,null,"6DR4004-2D",null,"6DR4004-8D","TGX:16300-1556","Either 6DR4004-8D (Plastic) or TGX:16300-1556 (SSt.) coupler required","http://support.automation.siemens.com/US/view/en/28027869","2014-07-08","Juenemann: Launch of tool - MLFBs transfered from former list into tool"]
["Rotary","Morin","S___SR",210,345,null,"6DR4004-2D",null,"6DR4004-8D","TGX:16300-1556","Either 6DR4004-8D (Plastic) or TGX:16300-1556 (SSt.) coupler required","http://support.automation.siemens.com/US/view/en/28027869","2014-07-08","Juenemann: Launch of tool - MLFBs transfered from former list into tool"]
["Rotary","Morin","S___SR",420,420,null,"6DR4004-2D",null,"6DR4004-8D","TGX:16300-1556","Either 6DR4004-8D (Plastic) or TGX:16300-1556 (SSt.) coupler required","http://support.automation.siemens.com/US/view/en/28027869","2014-07-08","Juenemann: Launch of tool - MLFBs transfered from former list into tool"]
["Rotary","Morin","S___SR",1480,2380,null,"6DR4004-2D",null,"6DR4004-8D","TGX:16300-1556","Either 6DR4004-8D (Plastic) or TGX:16300-1556 (SSt.) coupler required","http://support.automation.siemens.com/US/view/en/28027869","2014-07-08","Juenemann: Launch of tool - MLFBs transfered from former list into tool"]
["Rotary","Morin","S___SR",370,370,null,"6DR4004-3D",null,"6DR4004-8D","TGX:16300-1556","Either 6DR4004-8D (Plastic) or TGX:16300-1556 (SSt.) coupler required","http://support.automation.siemens.com/US/view/en/28027869","2014-07-08","Juenemann: Launch of tool - MLFBs transfered from former list into tool"]
["Rotary","Morin","S___SR",575,1150,null,"6DR4004-3D",null,"6DR4004-8D","TGX:16300-1556","Either 6DR4004-8D (Plastic) or TGX:16300-1556 (SSt.) coupler required","http://support.automation.siemens.com/US/view/en/28027869","2014-07-08","Juenemann: Launch of tool - MLFBs transfered from former list into tool"]
["Rotary","NAMUR","Mounting bracket","30 x 80 x 20","30 x 80 x 20",null,"6DR4004-1D",null,"6DR4004-8D","TGX:16300-1556","Either 6DR4004-8D (Plastic) or TGX:16300-1556 (SSt.) coupler required","http://support.automation.siemens.com/US/view/en/28027869","2014-07-08","Juenemann: Launch of tool - MLFBs transfered from former list into tool"]
["Rotary","NAMUR","Mounting bracket","30 x 80 x 30","30 x 80 x 30",null,"6DR4004-2D",null,"6DR4004-8D","TGX:16300-1556","Either 6DR4004-8D (Plastic) or TGX:16300-1556 (SSt.) coupler required","http://support.automation.siemens.com/US/view/en/28027869","2014-07-08","Juenemann: Launch of tool - MLFBs transfered from former list into tool"]
["Rotary","NAMUR","Mounting bracket","30 x 130 x 30","30 x 130 x 30",null,"6DR4004-3D",null,"6DR4004-8D","TGX:16300-1556","Either 6DR4004-8D (Plastic) or TGX:16300-1556 (SSt.) coupler required","http://support.automation.siemens.com/US/view/en/28027869","2014-07-08","Juenemann: Launch of tool - MLFBs transfered from former list into tool"]
["Rotary","NAMUR","Mounting bracket","30 x 130 x 50","30 x 130 x 50",null,"6DR4004-4D",null,"6DR4004-8D","TGX:16300-1556","Either 6DR4004-8D (Plastic) or TGX:16300-1556 (SSt.) coupler required","http://support.automation.siemens.com/US/view/en/28027869","2014-07-08","Juenemann: Launch of tool - MLFBs transfered from former list into tool"]
["Rotary","NAMUR","Mounting bracket","30 x 150 x 30","30 x 150 x 30",null,"TGX:16300-NM1",null,"6DR4004-8D","TGX:16300-1556","Either 6DR4004-8D (Plastic) or TGX:16300-1556 (SSt.) coupler required","http://support.automation.siemens.com/US/view/en/28265030","2014-07-08","Juenemann: Launch of tool - MLFBs transfered from former list into tool"]
["Rotary","NAMUR","Mounting bracket","50 x 200 x 80","50 x 200 x 80",null,"TGX:16300-NM2",null,"6DR4004-8D","TGX:16300-1556","Either 6DR4004-8D (Plastic) or TGX:16300-1556 (SSt.) coupler required","http://support.automation.siemens.com/US/view/en/28265030","2014-07-08","Juenemann: Launch of tool - MLFBs transfered from former list into tool"]
["Rotary","NAMUR","Mounting bracket","1.18 x 3.15 x 0.79","1.18 x 3.15 x 0.79",null,"6DR4004-1D",null,"6DR4004-8D","TGX:16300-1556","Either 6DR4004-8D (Plastic) or TGX:16300-1556 (SSt.) coupler required","http://support.automation.siemens.com/US/view/en/28027869","2014-07-08","Juenemann: Launch of tool - MLFBs transfered from former list into tool"]
["Rotary","NAMUR","Mounting bracket","1.18 x 3.15 x 1.18","1.18 x 3.15 x 1.18",null,"6DR4004-2D",null,"6DR4004-8D","TGX:16300-1556","Either 6DR4004-8D (Plastic) or TGX:16300-1556 (SSt.) coupler required","http://support.automation.siemens.com/US/view/en/28027869","2014-07-08","Juenemann: Launch of tool - MLFBs transfered from former list into tool"]
["Rotary","NAMUR","Mounting bracket","1.18 x 5.12 x 1.18","1.18 x 5.12 x 1.18",null,"6DR4004-3D",null,"6DR4004-8D","TGX:16300-1556","Either 6DR4004-8D (Plastic) or TGX:16300-1556 (SSt.) coupler required","http://support.automation.siemens.com/US/view/en/28027869","2014-07-08","Juenemann: Launch of tool - MLFBs transfered from former list into tool"]
["Rotary","NAMUR","Mounting bracket","1.18 x 5.12 x 1.97","1.18 x 5.12 x 1.97",null,"6DR4004-4D",null,"6DR4004-8D","TGX:16300-1556","Either 6DR4004-8D (Plastic) or TGX:16300-1556 (SSt.) coupler required","http://support.automation.siemens.com/US/view/en/28027869","2014-07-08","Juenemann: Launch of tool - MLFBs transfered from former list into tool"]
["Rotary","NAMUR","Mounting bracket","1.18 x 5.91 x 1.18","1.18 x 5.91 x 1.18",null,"TGX:16300-NM1",null,"6DR4004-8D","TGX:16300-1556","Either 6DR4004-8D (Plastic) or TGX:16300-1556 (SSt.) coupler required","http://support.automation.siemens.com/US/view/en/28265030","2014-07-08","Juenemann: Launch of tool - MLFBs transfered from former list into tool"]
["Rotary","NAMUR","Mounting bracket","1.97 x 7.87 x 3.15","1.97 x 7.87 x 3.15",null,"TGX:16300-NM2",null,"6DR4004-8D","TGX:16300-1556","Either 6DR4004-8D (Plastic) or TGX:16300-1556 (SSt.) coupler required","http://support.automation.siemens.com/US/view/en/28265030","2014-07-08","Juenemann: Launch of tool - MLFBs transfered from former list into tool"]
["Rotary","Neles","BC",6,11,null,"TGX:16300-JB7",null,"6DR4004-8D","TGX:16300-1556","Either 6DR4004-8D (Plastic) or TGX:16300-1556 (SSt.) coupler required","http://support.automation.siemens.com/US/view/en/28265030","2014-07-08","Juenemann: Launch of tool - MLFBs transfered from former list into tool"]
["Rotary","Neles","BC",13,17,null,"TGX:16300-JB8",null,"6DR4004-8D","TGX:16300-1556","Either 6DR4004-8D (Plastic) or TGX:16300-1556 (SSt.) coupler required","http://support.automation.siemens.com/US/view/en/28265030","2014-07-08","Juenemann: Launch of tool - MLFBs transfered from former list into tool"]
["Rotary","Neles","BC",20,20,null,"TGX:16300-JB59",null,"6DR4004-8D","TGX:16300-1556","Either 6DR4004-8D (Plastic) or TGX:16300-1556 (SSt.) coupler required","http://support.automation.siemens.com/US/view/en/28265030","2014-07-08","Juenemann: Launch of tool - MLFBs transfered from former list into tool"]
["Rotary","Neles","BC",25,25,null,"TGX:16300-JB61",null,"6DR4004-8D","TGX:16300-1556","Either 6DR4004-8D (Plastic) or TGX:16300-1556 (SSt.) coupler required","http://support.automation.siemens.com/US/view/en/28265030","2014-07-08","Juenemann: Launch of tool - MLFBs transfered from former list into tool"]
["Rotary","Neles","BJ",8,10,null,"TGX:16300-JB7",null,"6DR4004-8D","TGX:16300-1556","Either 6DR4004-8D (Plastic) or TGX:16300-1556 (SSt.) coupler required","http://support.automation.siemens.com/US/view/en/28265030","2014-07-08","Juenemann: Launch of tool - MLFBs transfered from former list into tool"]
["Rotary","Neles","BJ",12,16,null,"TGX:16300-JB8",null,"6DR4004-8D","TGX:16300-1556","Either 6DR4004-8D (Plastic) or TGX:16300-1556 (SSt.) coupler required","http://support.automation.siemens.com/US/view/en/28265030","2014-07-08","Juenemann: Launch of tool - MLFBs transfered from former list into tool"]
["Rotary","Neles","BJ",20,20,null,"TGX:16300-JB59",null,"6DR4004-8D","TGX:16300-1556","Either 6DR4004-8D (Plastic) or TGX:16300-1556 (SSt.) coupler required","http://support.automation.siemens.com/US/view/en/28265030","2014-07-08","Juenemann: Launch of tool - MLFBs transfered from former list into tool"]
["Rotary","Neles","BJ",25,32,null,"TGX:16300-JB60",null,"6DR4004-8D","TGX:16300-1556","Either 6DR4004-8D (Plastic) or TGX:16300-1556 (SSt.) coupler required","http://support.automation.siemens.com/US/view/en/28265030","2014-07-08","Juenemann: Launch of tool - MLFBs transfered from former list into tool"]
["Rotary","Neles","B1C",6,11,null,"6DR4004-1D",null,"6DR4004-8D","TGX:16300-1556","Either 6DR4004-8D (Plastic) or TGX:16300-1556 (SSt.) coupler required","http://support.automation.siemens.com/US/view/en/28027869","2014-07-08","Juenemann: Launch of tool - MLFBs transfered from former list into tool"]
["Rotary","Neles","B1C",12,17,null,"6DR4004-3D",null,"6DR4004-8D","TGX:16300-1556","Either 6DR4004-8D (Plastic) or TGX:16300-1556 (SSt.) coupler required","http://support.automation.siemens.com/US/view/en/28027869","2014-07-08","Juenemann: Launch of tool - MLFBs transfered from former list into tool"]
["Rotary","Neles","B1C",20,20,null,"TGX:16300-JB20",null,"6DR4004-8D","TGX:16300-1556","Either 6DR4004-8D (Plastic) or TGX:16300-1556 (SSt.) coupler required","http://support.automation.siemens.com/US/view/en/28265030","2014-07-08","Juenemann: Launch of tool - MLFBs transfered from former list into tool"]
["Rotary","Neles","B1C",25,25,null,"TGX:16300-JB56",null,"6DR4004-8D","TGX:16300-1556","Either 6DR4004-8D (Plastic) or TGX:16300-1556 (SSt.) coupler required","http://support.automation.siemens.com/US/view/en/28265030","2014-07-08","Juenemann: Launch of tool - MLFBs transfered from former list into tool"]
["Rotary","Neles","B1C",32,32,null,"TGX:16300-JB57",null,"6DR4004-8D","TGX:16300-1556","Either 6DR4004-8D (Plastic) or TGX:16300-1556 (SSt.) coupler required","http://support.automation.siemens.com/US/view/en/28265030","2014-07-08","Juenemann: Launch of tool - MLFBs transfered from former list into tool"]
["Rotary","Neles","B1C",40,40,null,"TGX:16300-JB18",null,"6DR4004-8D","TGX:16300-1556","Either 6DR4004-8D (Plastic) or TGX:16300-1556 (SSt.) coupler required","http://support.automation.siemens.com/US/view/en/28265030","2014-07-08","Juenemann: Launch of tool - MLFBs transfered from former list into tool"]
["Rotary","Neles","B1C",50,50,null,"TGX:16300-JB10",null,"6DR4004-8D","TGX:16300-1556","Either 6DR4004-8D (Plastic) or TGX:16300-1556 (SSt.) coupler required","http://support.automation.siemens.com/US/view/en/28265030","2014-07-08","Juenemann: Launch of tool - MLFBs transfered from former list into tool"]
["Rotary","Neles","B1J",6,11,null,"6DR4004-1D",null,"6DR4004-8D","TGX:16300-1556","Either 6DR4004-8D (Plastic) or TGX:16300-1556 (SSt.) coupler required","http://support.automation.siemens.com/US/view/en/28027869","2014-07-08","Juenemann: Launch of tool - MLFBs transfered from former list into tool"]
["Rotary","Neles","B1J",12,17,null,"6DR4004-3D",null,"6DR4004-8D","TGX:16300-1556","Either 6DR4004-8D (Plastic) or TGX:16300-1556 (SSt.) coupler required","http://support.automation.siemens.com/US/view/en/28027869","2014-07-08","Juenemann: Launch of tool - MLFBs transfered from former list into tool"]
["Rotary","Neles","B1J",20,20,null,"TGX:16300-JB20",null,"6DR4004-8D","TGX:16300-1556","Either 6DR4004-8D (Plastic) or TGX:16300-1556 (SSt.) coupler required","http://support.automation.siemens.com/US/view/en/28265030","2014-07-08","Juenemann: Launch of tool - MLFBs transfered from former list into tool"]
["Rotary","Neles","B1J",25,25,null,"TGX:16300-JB56",null,"6DR4004-8D","TGX:16300-1556","Either 6DR4004-8D (Plastic) or TGX:16300-1556 (SSt.) coupler required","http://support.automation.siemens.com/US/view/en/28265030","2014-07-08","Juenemann: Launch of tool - MLFBs transfered from former list into tool"]
["Rotary","Neles","B1J",32,32,null,"TGX:16300-JB57",null,"6DR4004-8D","TGX:16300-1556","Either 6DR4004-8D (Plastic) or TGX:16300-1556 (SSt.) coupler required","http://support.automation.siemens.com/US/view/en/28265030","2014-07-08","Juenemann: Launch of tool - MLFBs transfered from former list into tool"]
["Rotary","Neles","B1J",40,40,null,"TGX:16300-JB18",null,"6DR4004-8D","TGX:16300-1556","Either 6DR4004-8D (Plastic) or TGX:16300-1556 (SSt.) coupler required","http://support.automation.siemens.com/US/view/en/28265030","2014-07-08","Juenemann: Launch of tool - MLFBs transfered from former list into tool"]
["Rotary","Neles","B1J",50,50,null,"TGX:16300-JB10",null,"6DR4004-8D","TGX:16300-1556","Either 6DR4004-8D (Plastic) or TGX:16300-1556 (SSt.) coupler required","http://support.automation.siemens.com/US/view/en/28265030","2014-07-08","Juenemann: Launch of tool - MLFBs transfered from former list into tool"]
["Rotary","Neles","C",0,10000,null,"TGX:16300-JB10",null,"6DR4004-8D","TGX:16300-1556","Either 6DR4004-8D (Plastic) or TGX:16300-1556 (SSt.) coupler required","http://support.automation.siemens.com/US/view/en/28265030","2014-07-08","Juenemann: Launch of tool - MLFBs transfered from former list into tool"]
["Rotary","Neles","DC",5,30,null,"6DR4004-1D",null,"6DR4004-8D","TGX:16300-1556","Either 6DR4004-8D (Plastic) or TGX:16300-1556 (SSt.) coupler required","http://support.automation.siemens.com/US/view/en/28027869","2014-07-08","Juenemann: Launch of tool - MLFBs transfered from former list into tool"]
["Rotary","Neles","DC",35,45,null,"6DR4004-3D",null,"6DR4004-8D","TGX:16300-1556","Either 6DR4004-8D (Plastic) or TGX:16300-1556 (SSt.) coupler required","http://support.automation.siemens.com/US/view/en/28027869","2014-07-08","Juenemann: Launch of tool - MLFBs transfered from former list into tool"]
["Rotary","Neles","DC",50,70,null,"6DR4004-4D",null,"6DR4004-8D","TGX:16300-1556","Either 6DR4004-8D (Plastic) or TGX:16300-1556 (SSt.) coupler required","http://support.automation.siemens.com/US/view/en/28027869","2014-07-08","Juenemann: Launch of tool - MLFBs transfered from former list into tool"]
["Rotary","Neles","DJ",5,30,null,"6DR4004-1D",null,"6DR4004-8D","TGX:16300-1556","Either 6DR4004-8D (Plastic) or TGX:16300-1556 (SSt.) coupler required","http://support.automation.siemens.com/US/view/en/28027869","2014-07-08","Juenemann: Launch of tool - MLFBs transfered from former list into tool"]
["Rotary","Neles","DJ",35,45,null,"6DR4004-3D",null,"6DR4004-8D","TGX:16300-1556","Either 6DR4004-8D (Plastic) or TGX:16300-1556 (SSt.) coupler required","http://support.automation.siemens.com/US/view/en/28027869","2014-07-08","Juenemann: Launch of tool - MLFBs transfered from former list into tool"]
["Rotary","Neles","DJ",50,70,null,"6DR4004-4D",null,"6DR4004-8D","TGX:16300-1556","Either 6DR4004-8D (Plastic) or TGX:16300-1556 (SSt.) coupler required","http://support.automation.siemens.com/US/view/en/28027869","2014-07-08","Juenemann: Launch of tool - MLFBs transfered from former list into tool"]
["Rotary","Neles","MO_SD",1,1,null,"6DR4004-1D",null,"6DR4004-8D","TGX:16300-1556","Either 6DR4004-8D (Plastic) or TGX:16300-1556 (SSt.) coupler required","http://support.automation.siemens.com/US/view/en/28027869","2014-07-08","Juenemann: Launch of tool - MLFBs transfered from former list into tool"]
["Rotary","Neles","MO_SD",2,3,null,"6DR4004-2D",null,"6DR4004-8D","TGX:16300-1556","Either 6DR4004-8D (Plastic) or TGX:16300-1556 (SSt.) coupler required","http://support.automation.siemens.com/US/view/en/28027869","2014-07-08","Juenemann: Launch of tool - MLFBs transfered from former list into tool"]
["Rotary","Neles","MO_SD",4,5,null,"6DR4004-4D",null,"6DR4004-8D","TGX:16300-1556","Either 6DR4004-8D (Plastic) or TGX:16300-1556 (SSt.) coupler required","http://support.automation.siemens.com/US/view/en/28027869","2014-07-08","Juenemann: Launch of tool - MLFBs transfered from former list into tool"]
["Rotary","Neles","OLD NORAMCO",0,10000,null,"TGX:16152-475",null,"6DR4004-8D","TGX:16300-1556","Either 6DR4004-8D (Plastic) or TGX:16300-1556 (SSt.) coupler required","http://support.automation.siemens.com/US/view/en/57966369","2014-07-08","Juenemann: Launch of tool - MLFBs transfered from former list into tool"]
["Rotary","Neles","QP1"," "," ",null,"TGX:16300-JB30",null,"6DR4004-8D","TGX:16300-1556","Either 6DR4004-8D (Plastic) or TGX:16300-1556 (SSt.) coupler required","http://support.automation.siemens.com/US/view/en/28265030","2014-07-08","Juenemann: Launch of tool - MLFBs transfered from former list into tool"]
["Rotary","Neles","QP1","M","M",null,"TGX:16300-JB30",null,"6DR4004-8D","TGX:16300-1556","Either 6DR4004-8D (Plastic) or TGX:16300-1556 (SSt.) coupler required","http://support.automation.siemens.com/US/view/en/28265030","2014-07-08","Juenemann: Launch of tool - MLFBs transfered from former list into tool"]
["Rotary","Neles","QP1","M05","M05",null,"TGX:16300-JB31",null,"6DR4004-8D","TGX:16300-1556","Either 6DR4004-8D (Plastic) or TGX:16300-1556 (SSt.) coupler required","http://support.automation.siemens.com/US/view/en/28265030","2014-07-08","Juenemann: Launch of tool - MLFBs transfered from former list into tool"]
["Rotary","Neles","QP1","S14","S14",null,"TGX:16300-JB32",null,"6DR4004-8D","TGX:16300-1556","Either 6DR4004-8D (Plastic) or TGX:16300-1556 (SSt.) coupler required","http://support.automation.siemens.com/US/view/en/28265030","2014-07-08","Juenemann: Launch of tool - MLFBs transfered from former list into tool"]
["Rotary","Neles","QPX1"," "," ",null,"TGX:16300-JB30",null,"6DR4004-8D","TGX:16300-1556","Either 6DR4004-8D (Plastic) or TGX:16300-1556 (SSt.) coupler required","http://support.automation.siemens.com/US/view/en/28265030","2014-07-08","Juenemann: Launch of tool - MLFBs transfered from former list into tool"]
["Rotary","Neles","QPX1","M","M",null,"TGX:16300-JB30",null,"6DR4004-8D","TGX:16300-1556","Either 6DR4004-8D (Plastic) or TGX:16300-1556 (SSt.) coupler required","http://support.automation.siemens.com/US/view/en/28265030","2014-07-08","Juenemann: Launch of tool - MLFBs transfered from former list into tool"]
["Rotary","Neles","QPX1","M05","M05",null,"TGX:16300-JB31",null,"6DR4004-8D","TGX:16300-1556","Either 6DR4004-8D (Plastic) or TGX:16300-1556 (SSt.) coupler required","http://support.automation.siemens.com/US/view/en/28265030","2014-07-08","Juenemann: Launch of tool - MLFBs transfered from former list into tool"]
["Rotary","Neles","QPX1","S14","S14",null,"TGX:16300-JB32",null,"6DR4004-8D","TGX:16300-1556","Either 6DR4004-8D (Plastic) or TGX:16300-1556 (SSt.) coupler required","http://support.automation.siemens.com/US/view/en/28265030","2014-07-08","Juenemann: Launch of tool - MLFBs transfered from former list into tool"]
["Rotary","Neles","QP2"," "," ",null,"TGX:16300-JB30",null,"6DR4004-8D","TGX:16300-1556","Either 6DR4004-8D (Plastic) or TGX:16300-1556 (SSt.) coupler required","http://support.automation.siemens.com/US/view/en/28265030","2014-07-08","Juenemann: Launch of tool - MLFBs transfered from former list into tool"]
["Rotary","Neles","QP2","M","M",null,"TGX:16300-JB30",null,"6DR4004-8D","TGX:16300-1556","Either 6DR4004-8D (Plastic) or TGX:16300-1556 (SSt.) coupler required","http://support.automation.siemens.com/US/view/en/28265030","2014-07-08","Juenemann: Launch of tool - MLFBs transfered from former list into tool"]
["Rotary","Neles","QP2","M05","M05",null,"TGX:16300-JB34",null,"6DR4004-8D","TGX:16300-1556","Either 6DR4004-8D (Plastic) or TGX:16300-1556 (SSt.) coupler required","http://support.automation.siemens.com/US/view/en/28265030","2014-07-08","Juenemann: Launch of tool - MLFBs transfered from former list into tool"]
["Rotary","Neles","QP2","K20","K20",null,"TGX:16300-JB38",null,"6DR4004-8D","TGX:16300-1556","Either 6DR4004-8D (Plastic) or TGX:16300-1556 (SSt.) coupler required","http://support.automation.siemens.com/US/view/en/28265030","2014-07-08","Juenemann: Launch of tool - MLFBs transfered from former list into tool"]
["Rotary","Neles","QP2","S14","S14",null,"TGX:16300-JB32",null,"6DR4004-8D","TGX:16300-1556","Either 6DR4004-8D (Plastic) or TGX:16300-1556 (SSt.) coupler required","http://support.automation.siemens.com/US/view/en/28265030","2014-07-08","Juenemann: Launch of tool - MLFBs transfered from former list into tool"]
["Rotary","Neles","QP2","S18","S18",null,"TGX:16300-JB36",null,"6DR4004-8D","TGX:16300-1556","Either 6DR4004-8D (Plastic) or TGX:16300-1556 (SSt.) coupler required","http://support.automation.siemens.com/US/view/en/28265030","2014-07-08","Juenemann: Launch of tool - MLFBs transfered from former list into tool"]
["Rotary","Neles","QP2","S25","S25",null,"TGX:16300-JB37",null,"6DR4004-8D","TGX:16300-1556","Either 6DR4004-8D (Plastic) or TGX:16300-1556 (SSt.) coupler required","http://support.automation.siemens.com/US/view/en/28265030","2014-07-08","Juenemann: Launch of tool - MLFBs transfered from former list into tool"]
["Rotary","Neles","QPX2"," "," ",null,"TGX:16300-JB30",null,"6DR4004-8D","TGX:16300-1556","Either 6DR4004-8D (Plastic) or TGX:16300-1556 (SSt.) coupler required","http://support.automation.siemens.com/US/view/en/28265030","2014-07-08","Juenemann: Launch of tool - MLFBs transfered from former list into tool"]
["Rotary","Neles","QPX2","M","M",null,"TGX:16300-JB30",null,"6DR4004-8D","TGX:16300-1556","Either 6DR4004-8D (Plastic) or TGX:16300-1556 (SSt.) coupler required","http://support.automation.siemens.com/US/view/en/28265030","2014-07-08","Juenemann: Launch of tool - MLFBs transfered from former list into tool"]
["Rotary","Neles","QPX2","M05","M05",null,"TGX:16300-JB34",null,"6DR4004-8D","TGX:16300-1556","Either 6DR4004-8D (Plastic) or TGX:16300-1556 (SSt.) coupler required","http://support.automation.siemens.com/US/view/en/28265030","2014-07-08","Juenemann: Launch of tool - MLFBs transfered from former list into tool"]
["Rotary","Neles","QPX2","K20","K20",null,"TGX:16300-JB38",null,"6DR4004-8D","TGX:16300-1556","Either 6DR4004-8D (Plastic) or TGX:16300-1556 (SSt.) coupler required","http://support.automation.siemens.com/US/view/en/28265030","2014-07-08","Juenemann: Launch of tool - MLFBs transfered from former list into tool"]
["Rotary","Neles","QPX2","S14","S14",null,"TGX:16300-JB32",null,"6DR4004-8D","TGX:16300-1556","Either 6DR4004-8D (Plastic) or TGX:16300-1556 (SSt.) coupler required","http://support.automation.siemens.com/US/view/en/28265030","2014-07-08","Juenemann: Launch of tool - MLFBs transfered from former list into tool"]
["Rotary","Neles","QPX2","S18","S18",null,"TGX:16300-JB36",null,"6DR4004-8D","TGX:16300-1556","Either 6DR4004-8D (Plastic) or TGX:16300-1556 (SSt.) coupler required","http://support.automation.siemens.com/US/view/en/28265030","2014-07-08","Juenemann: Launch of tool - MLFBs transfered from former list into tool"]
["Rotary","Neles","QPX2","S25","S25",null,"TGX:16300-JB37",null,"6DR4004-8D","TGX:16300-1556","Either 6DR4004-8D (Plastic) or TGX:16300-1556 (SSt.) coupler required","http://support.automation.siemens.com/US/view/en/28265030","2014-07-08","Juenemann: Launch of tool - MLFBs transfered from former list into tool"]
["Rotary","Neles","QP3","K35","K35",null,"TGX:16300-JB42",null,"6DR4004-8D","TGX:16300-1556","Either 6DR4004-8D (Plastic) or TGX:16300-1556 (SSt.) coupler required","http://support.automation.siemens.com/US/view/en/28265030","2014-07-08","Juenemann: Launch of tool - MLFBs transfered from former list into tool"]
["Rotary","Neles","QP3"," "," ",null,"TGX:16300-JB39",null,"6DR4004-8D","TGX:16300-1556","Either 6DR4004-8D (Plastic) or TGX:16300-1556 (SSt.) coupler required","http://support.automation.siemens.com/US/view/en/28265030","2014-07-08","Juenemann: Launch of tool - MLFBs transfered from former list into tool"]
["Rotary","Neles","QP3","M","M",null,"TGX:16300-JB39",null,"6DR4004-8D","TGX:16300-1556","Either 6DR4004-8D (Plastic) or TGX:16300-1556 (SSt.) coupler required","http://support.automation.siemens.com/US/view/en/28265030","2014-07-08","Juenemann: Launch of tool - MLFBs transfered from former list into tool"]
["Rotary","Neles","QP3","S25","S25",null,"TGX:16300-JB41",null,"6DR4004-8D","TGX:16300-1556","Either 6DR4004-8D (Plastic) or TGX:16300-1556 (SSt.) coupler required","http://support.automation.siemens.com/US/view/en/28265030","2014-07-08","Juenemann: Launch of tool - MLFBs transfered from former list into tool"]
["Rotary","Neles","QP3","S34","S34",null,"TGX:16300-JB40",null,"6DR4004-8D","TGX:16300-1556","Either 6DR4004-8D (Plastic) or TGX:16300-1556 (SSt.) coupler required","http://support.automation.siemens.com/US/view/en/28265030","2014-07-08","Juenemann: Launch of tool - MLFBs transfered from former list into tool"]
["Rotary","Neles","QPX3","K35","K35",null,"TGX:16300-JB42",null,"6DR4004-8D","TGX:16300-1556","Either 6DR4004-8D (Plastic) or TGX:16300-1556 (SSt.) coupler required","http://support.automation.siemens.com/US/view/en/28265030","2014-07-08","Juenemann: Launch of tool - MLFBs transfered from former list into tool"]
["Rotary","Neles","QPX3"," "," ",null,"TGX:16300-JB39",null,"6DR4004-8D","TGX:16300-1556","Either 6DR4004-8D (Plastic) or TGX:16300-1556 (SSt.) coupler required","http://support.automation.siemens.com/US/view/en/28265030","2014-07-08","Juenemann: Launch of tool - MLFBs transfered from former list into tool"]
["Rotary","Neles","QPX3","M","M",null,"TGX:16300-JB39",null,"6DR4004-8D","TGX:16300-1556","Either 6DR4004-8D (Plastic) or TGX:16300-1556 (SSt.) coupler required","http://support.automation.siemens.com/US/view/en/28265030","2014-07-08","Juenemann: Launch of tool - MLFBs transfered from former list into tool"]
["Rotary","Neles","QPX3","S25","S25",null,"TGX:16300-JB41",null,"6DR4004-8D","TGX:16300-1556","Either 6DR4004-8D (Plastic) or TGX:16300-1556 (SSt.) coupler required","http://support.automation.siemens.com/US/view/en/28265030","2014-07-08","Juenemann: Launch of tool - MLFBs transfered from former list into tool"]
["Rotary","Neles","QPX3","S34","S34",null,"TGX:16300-JB40",null,"6DR4004-8D","TGX:16300-1556","Either 6DR4004-8D (Plastic) or TGX:16300-1556 (SSt.) coupler required","http://support.automation.siemens.com/US/view/en/28265030","2014-07-08","Juenemann: Launch of tool - MLFBs transfered from former list into tool"]
["Rotary","Neles","QP4","K40","K40",null,"TGX:16300-JB47",null,"6DR4004-8D","TGX:16300-1556","Either 6DR4004-8D (Plastic) or TGX:16300-1556 (SSt.) coupler required","http://support.automation.siemens.com/US/view/en/28265030","2014-07-08","Juenemann: Launch of tool - MLFBs transfered from former list into tool"]
["Rotary","Neles","QP4"," "," ",null,"TGX:16300-JB43",null,"6DR4004-8D","TGX:16300-1556","Either 6DR4004-8D (Plastic) or TGX:16300-1556 (SSt.) coupler required","http://support.automation.siemens.com/US/view/en/28265030","2014-07-08","Juenemann: Launch of tool - MLFBs transfered from former list into tool"]
["Rotary","Neles","QP4","M","M",null,"TGX:16300-JB43",null,"6DR4004-8D","TGX:16300-1556","Either 6DR4004-8D (Plastic) or TGX:16300-1556 (SSt.) coupler required","http://support.automation.siemens.com/US/view/en/28265030","2014-07-08","Juenemann: Launch of tool - MLFBs transfered from former list into tool"]
["Rotary","Neles","QP4","S25","S25",null,"TGX:16300-JB45",null,"6DR4004-8D","TGX:16300-1556","Either 6DR4004-8D (Plastic) or TGX:16300-1556 (SSt.) coupler required","http://support.automation.siemens.com/US/view/en/28265030","2014-07-08","Juenemann: Launch of tool - MLFBs transfered from former list into tool"]
["Rotary","Neles","QP4","S34","S34",null,"TGX:16300-JB46",null,"6DR4004-8D","TGX:16300-1556","Either 6DR4004-8D (Plastic) or TGX:16300-1556 (SSt.) coupler required","http://support.automation.siemens.com/US/view/en/28265030","2014-07-08","Juenemann: Launch of tool - MLFBs transfered from former list into tool"]
["Rotary","Neles","QP5","K40","K40",null,"TGX:16300-JB51",null,"6DR4004-8D","TGX:16300-1556","Either 6DR4004-8D (Plastic) or TGX:16300-1556 (SSt.) coupler required","http://support.automation.siemens.com/US/view/en/28265030","2014-07-08","Juenemann: Launch of tool - MLFBs transfered from former list into tool"]
["Rotary","Neles","QP5"," "," ",null,"TGX:16300-JB43",null,"6DR4004-8D","TGX:16300-1556","Either 6DR4004-8D (Plastic) or TGX:16300-1556 (SSt.) coupler required","http://support.automation.siemens.com/US/view/en/28265030","2014-07-08","Juenemann: Launch of tool - MLFBs transfered from former list into tool"]
["Rotary","Neles","QP5","M","M",null,"TGX:16300-JB43",null,"6DR4004-8D","TGX:16300-1556","Either 6DR4004-8D (Plastic) or TGX:16300-1556 (SSt.) coupler required","http://support.automation.siemens.com/US/view/en/28265030","2014-07-08","Juenemann: Launch of tool - MLFBs transfered from former list into tool"]
["Rotary","Neles","QP5","S34","S34",null,"TGX:16300-JB50",null,"6DR4004-8D","TGX:16300-1556","Either 6DR4004-8D (Plastic) or TGX:16300-1556 (SSt.) coupler required","http://support.automation.siemens.com/US/view/en/28265030","2014-07-08","Juenemann: Launch of tool - MLFBs transfered from former list into tool"]
["Rotary","Neles","QPX5","K40","K40",null,"TGX:16300-JB51",null,"6DR4004-8D","TGX:16300-1556","Either 6DR4004-8D (Plastic) or TGX:16300-1556 (SSt.) coupler required","http://support.automation.siemens.com/US/view/en/28265030","2014-07-08","Juenemann: Launch of tool - MLFBs transfered from former list into tool"]
["Rotary","Neles","QPX5"," "," ",null,"TGX:16300-JB43",null,"6DR4004-8D","TGX:16300-1556","Either 6DR4004-8D (Plastic) or TGX:16300-1556 (SSt.) coupler required","http://support.automation.siemens.com/US/view/en/28265030","2014-07-08","Juenemann: Launch of tool - MLFBs transfered from former list into tool"]
["Rotary","Neles","QPX5","M","M",null,"TGX:16300-JB43",null,"6DR4004-8D","TGX:16300-1556","Either 6DR4004-8D (Plastic) or TGX:16300-1556 (SSt.) coupler required","http://support.automation.siemens.com/US/view/en/28265030","2014-07-08","Juenemann: Launch of tool - MLFBs transfered from former list into tool"]
["Rotary","Neles","QPX5","S34","S34",null,"TGX:16300-JB50",null,"6DR4004-8D","TGX:16300-1556","Either 6DR4004-8D (Plastic) or TGX:16300-1556 (SSt.) coupler required","http://support.automation.siemens.com/US/view/en/28265030","2014-07-08","Juenemann: Launch of tool - MLFBs transfered from former list into tool"]
["Rotary","Neles","QP6","K55","K55",null,"TGX:16300-JB55",null,"6DR4004-8D","TGX:16300-1556","Either 6DR4004-8D (Plastic) or TGX:16300-1556 (SSt.) coupler required","http://support.automation.siemens.com/US/view/en/28265030","2014-07-08","Juenemann: Launch of tool - MLFBs transfered from former list into tool"]
["Rotary","Neles","QP6","S45","S45",null,"TGX:16300-JB54",null,"6DR4004-8D","TGX:16300-1556","Either 6DR4004-8D (Plastic) or TGX:16300-1556 (SSt.) coupler required","http://support.automation.siemens.com/US/view/en/28265030","2014-07-08","Juenemann: Launch of tool - MLFBs transfered from former list into tool"]
["Rotary","Nibco","CP",20,60,null,"6DR4004-1D",null,"6DR4004-8D","TGX:16300-1556","Either 6DR4004-8D (Plastic) or TGX:16300-1556 (SSt.) coupler required","http://support.automation.siemens.com/US/view/en/28027869","2014-07-08","Juenemann: Launch of tool - MLFBs transfered from former list into tool"]
["Rotary","Nibco","NP",20,60,null,"6DR4004-1D",null,"6DR4004-8D","TGX:16300-1556","Either 6DR4004-8D (Plastic) or TGX:16300-1556 (SSt.) coupler required","http://support.automation.siemens.com/US/view/en/28027869","2014-07-08","Juenemann: Launch of tool - MLFBs transfered from former list into tool"]
["Rotary","Nibco","NDA",2,35,null,"6DR4004-1D",null,"6DR4004-8D","TGX:16300-1556","Either 6DR4004-8D (Plastic) or TGX:16300-1556 (SSt.) coupler required","http://support.automation.siemens.com/US/view/en/28027869","2019-07-08","Fortino: Added another Namur solution"]
["Rotary","Nibco","NDA",55,150,null,"6DR4004-3D",null,"6DR4004-8D","TGX:16300-1556","Either 6DR4004-8D (Plastic) or TGX:16300-1556 (SSt.) coupler required","http://support.automation.siemens.com/US/view/en/28027869","2019-07-08","Fortino: Added another Namur solution"]
["Rotary","Nibco","NSR",2,35,null,"6DR4004-1D",null,"6DR4004-8D","TGX:16300-1556","Either 6DR4004-8D (Plastic) or TGX:16300-1556 (SSt.) coupler required","http://support.automation.siemens.com/US/view/en/28027869","2019-07-08","Fortino: Added another Namur solution"]
["Rotary","Nibco","NSR",55,150,null,"6DR4004-3D",null,"6DR4004-8D","TGX:16300-1556","Either 6DR4004-8D (Plastic) or TGX:16300-1556 (SSt.) coupler required","http://support.automation.siemens.com/US/view/en/28027869","2019-07-08","Fortino: Added another Namur solution"]
["Rotary","Nobro","AB/AR_40",10,20,null,"6DR4004-1D",null,"6DR4004-8D","TGX:16300-1556","Either 6DR4004-8D (Plastic) or TGX:16300-1556 (SSt.) coupler required","http://support.automation.siemens.com/US/view/en/28027869","2014-07-08","Juenemann: Launch of tool - MLFBs transfered from former list into tool"]
["Rotary","Nobro","AB/AR_40",25,35,null,"6DR4004-2D",null,"6DR4004-8D","TGX:16300-1556","Either 6DR4004-8D (Plastic) or TGX:16300-1556 (SSt.) coupler required","http://support.automation.siemens.com/US/view/en/28027869","2014-07-08","Juenemann: Launch of tool - MLFBs transfered from former list into tool"]
["Rotary","Nobro","AB/AR_40",40,50,null,"6DR4004-4D",null,"6DR4004-8D","TGX:16300-1556","Either 6DR4004-8D (Plastic) or TGX:16300-1556 (SSt.) coupler required","http://support.automation.siemens.com/US/view/en/28027869","2014-07-08","Juenemann: Launch of tool - MLFBs transfered from former list into tool"]
["Rotary","Notus","HP",50,160,null,"6DR4004-1D",null,"6DR4004-8D","TGX:16300-1556","Either 6DR4004-8D (Plastic) or TGX:16300-1556 (SSt.) coupler required","http://support.automation.siemens.com/US/view/en/28027869","2019-07-09","Fortino: Added another Namur solution"]
["Rotary","Notus","HP",200,600,null,"6DR4004-3D",null,"6DR4004-8D","TGX:16300-1556","Either 6DR4004-8D (Plastic) or TGX:16300-1556 (SSt.) coupler required","http://support.automation.siemens.com/US/view/en/28027869","2019-07-09","Fortino: Added another Namur solution"]
["Rotary","Omal","DA",15,90,null,"6DR4004-1D",null,"6DR4004-8D","TGX:16300-1556","Either 6DR4004-8D (Plastic) or TGX:16300-1556 (SSt.) coupler required","http://support.automation.siemens.com/US/view/en/28027869","2014-07-08","Juenemann: Launch of tool - MLFBs transfered from former list into tool"]
["Rotary","Omal","DA",120,1920,null,"6DR4004-2D",null,"6DR4004-8D","TGX:16300-1556","Either 6DR4004-8D (Plastic) or TGX:16300-1556 (SSt.) coupler required","http://support.automation.siemens.com/US/view/en/28027869","2014-07-08","Juenemann: Launch of tool - MLFBs transfered from former list into tool"]
["Rotary","Omal","SR",15,45,null,"6DR4004-1D",null,"6DR4004-8D","TGX:16300-1556","Either 6DR4004-8D (Plastic) or TGX:16300-1556 (SSt.) coupler required","http://support.automation.siemens.com/US/view/en/28027869","2014-07-08","Juenemann: Launch of tool - MLFBs transfered from former list into tool"]
["Rotary","Omal","SR",60,960,null,"6DR4004-2D",null,"6DR4004-8D","TGX:16300-1556","Either 6DR4004-8D (Plastic) or TGX:16300-1556 (SSt.) coupler required","http://support.automation.siemens.com/US/view/en/28027869","2014-07-08","Juenemann: Launch of tool - MLFBs transfered from former list into tool"]
["Rotary","PBM","D",52,100,null,"6DR4004-1D",null,"6DR4004-8D","TGX:16300-1556","Either 6DR4004-8D (Plastic) or TGX:16300-1556 (SSt.) coupler required","http://support.automation.siemens.com/US/view/en/28027869","2014-07-08","Juenemann: Launch of tool - MLFBs transfered from former list into tool"]
["Rotary","PBM","D",115,270,null,"6DR4004-3D",null,"6DR4004-8D","TGX:16300-1556","Either 6DR4004-8D (Plastic) or TGX:16300-1556 (SSt.) coupler required","http://support.automation.siemens.com/US/view/en/28027869","2014-07-08","Juenemann: Launch of tool - MLFBs transfered from former list into tool"]
["Rotary","PBM","S",52,100,null,"6DR4004-1D",null,"6DR4004-8D","TGX:16300-1556","Either 6DR4004-8D (Plastic) or TGX:16300-1556 (SSt.) coupler required","http://support.automation.siemens.com/US/view/en/28027869","2014-07-08","Juenemann: Launch of tool - MLFBs transfered from former list into tool"]
["Rotary","Prime","RD",5,30,null,"6DR4004-1D",null,"6DR4004-8D","TGX:16300-1556","Either 6DR4004-8D (Plastic) or TGX:16300-1556 (SSt.) coupler required","http://support.automation.siemens.com/US/view/en/28027869","2014-07-08","Juenemann: Launch of tool - MLFBs transfered from former list into tool"]
["Rotary","Prime","RD",40,750,null,"6DR4004-3D",null,"6DR4004-8D","TGX:16300-1556","Either 6DR4004-8D (Plastic) or TGX:16300-1556 (SSt.) coupler required","http://support.automation.siemens.com/US/view/en/28027869","2014-07-08","Juenemann: Launch of tool - MLFBs transfered from former list into tool"]
["Rotary","Prime","RS",5,30,null,"6DR4004-1D",null,"6DR4004-8D","TGX:16300-1556","Either 6DR4004-8D (Plastic) or TGX:16300-1556 (SSt.) coupler required","http://support.automation.siemens.com/US/view/en/28027869","2014-07-08","Juenemann: Launch of tool - MLFBs transfered from former list into tool"]
["Rotary","Prime","RS",40,750,null,"6DR4004-3D",null,"6DR4004-8D","TGX:16300-1556","Either 6DR4004-8D (Plastic) or TGX:16300-1556 (SSt.) coupler required","http://support.automation.siemens.com/US/view/en/28027869","2014-07-08","Juenemann: Launch of tool - MLFBs transfered from former list into tool"]
["Rotary","ProTech",72,200,300,null,"6DR4004-1D",null,"6DR4004-8D","TGX:16300-1556","Either 6DR4004-8D (Plastic) or TGX:16300-1556 (SSt.) coupler required","http://support.automation.siemens.com/US/view/en/28027869","2014-07-08","Juenemann: Launch of tool - MLFBs transfered from former list into tool"]
["Rotary","ProTech",72,400,500,null,"6DR4004-3D",null,"6DR4004-8D","TGX:16300-1556","Either 6DR4004-8D (Plastic) or TGX:16300-1556 (SSt.) coupler required","http://support.automation.siemens.com/US/view/en/28027869","2014-07-08","Juenemann: Launch of tool - MLFBs transfered from former list into tool"]
["Rotary","ProTech",73,200,300,null,"6DR4004-1D",null,"6DR4004-8D","TGX:16300-1556","Either 6DR4004-8D (Plastic) or TGX:16300-1556 (SSt.) coupler required","http://support.automation.siemens.com/US/view/en/28027869","2014-07-08","Juenemann: Launch of tool - MLFBs transfered from former list into tool"]
["Rotary","ProTech",73,400,500,null,"6DR4004-3D",null,"6DR4004-8D","TGX:16300-1556","Either 6DR4004-8D (Plastic) or TGX:16300-1556 (SSt.) coupler required","http://support.automation.siemens.com/US/view/en/28027869","2014-07-08","Juenemann: Launch of tool - MLFBs transfered from former list into tool"]
["Rotary","QRTCO","Q",203,210,null,"6DR4004-1D",null,"6DR4004-8D","TGX:16300-1556","Either 6DR4004-8D (Plastic) or TGX:16300-1556 (SSt.) coupler required","http://support.automation.siemens.com/US/view/en/28027869","2019-07-08","Fortino: Added another Namur solution"]
["Rotary","QRTCO","Q",212,214,null,"6DR4004-3D",null,"6DR4004-8D","TGX:16300-1556","Either 6DR4004-8D (Plastic) or TGX:16300-1556 (SSt.) coupler required","http://support.automation.siemens.com/US/view/en/28027869","2019-07-08","Fortino: Added another Namur solution"]
["Rotary","Quadrant","C-Series",125,3650,null,"6DR4004-1D",null,"6DR4004-8D","TGX:16300-1556","Either 6DR4004-8D (Plastic) or TGX:16300-1556 (SSt.) coupler required","http://support.automation.siemens.com/US/view/en/28027869","2014-08-07","Fortino: Added note that link for Quadrant C-series, 5000-11000 cannot be added since actuator dimensions are needed or need clarification."]
["Rotary","Quadrant","C-Series",5000,11000,null,"Consult Factory",null,"Consult Factory","Consult Factory","Dimensional data needed for these actuator sizes","cannot be added since actuator dimensions are needed or need clarification","2014-08-07","Fortino: Added note that link for Quadrant C-series, 5000-11000 cannot be added since actuator dimensions are needed or need clarification."]
["Rotary","Radius","AD",5,30,null,"6DR4004-1D",null,"6DR4004-8D","TGX:16300-1556","Either 6DR4004-8D (Plastic) or TGX:16300-1556 (SSt.) coupler required","http://support.automation.siemens.com/US/view/en/28027869","2014-07-08","Juenemann: Launch of tool - MLFBs transfered from former list into tool"]
["Rotary","Radius","AD",40,370,null,"6DR4004-2D",null,"6DR4004-8D","TGX:16300-1556","Either 6DR4004-8D (Plastic) or TGX:16300-1556 (SSt.) coupler required","http://support.automation.siemens.com/US/view/en/28027869","2014-07-08","Juenemann: Launch of tool - MLFBs transfered from former list into tool"]
["Rotary","Radius","AD",500,500,null,"6DR4004-3D",null,"6DR4004-8D","TGX:16300-1556","Either 6DR4004-8D (Plastic) or TGX:16300-1556 (SSt.) coupler required","http://support.automation.siemens.com/US/view/en/28027869","2014-07-08","Juenemann: Launch of tool - MLFBs transfered from former list into tool"]
["Rotary","Radius","AS",5,30,null,"6DR4004-1D",null,"6DR4004-8D","TGX:16300-1556","Either 6DR4004-8D (Plastic) or TGX:16300-1556 (SSt.) coupler required","http://support.automation.siemens.com/US/view/en/28027869","2014-07-08","Juenemann: Launch of tool - MLFBs transfered from former list into tool"]
["Rotary","Radius","AS",40,370,null,"6DR4004-2D",null,"6DR4004-8D","TGX:16300-1556","Either 6DR4004-8D (Plastic) or TGX:16300-1556 (SSt.) coupler required","http://support.automation.siemens.com/US/view/en/28027869","2014-07-08","Juenemann: Launch of tool - MLFBs transfered from former list into tool"]
["Rotary","Radius","AS",500,500,null,"6DR4004-3D",null,"6DR4004-8D","TGX:16300-1556","Either 6DR4004-8D (Plastic) or TGX:16300-1556 (SSt.) coupler required","http://support.automation.siemens.com/US/view/en/28027869","2014-07-08","Juenemann: Launch of tool - MLFBs transfered from former list into tool"]
["Rotary","Remote Control","RC2",20,65,null,"6DR4004-1D",null,"6DR4004-8D","TGX:16300-1556","Either 6DR4004-8D (Plastic) or TGX:16300-1556 (SSt.) coupler required","http://support.automation.siemens.com/US/view/en/28027869","2015-02-18","Fortino: Added Remote Controls RC2 series"]
["Rotary","Remote Control","RC2",70,80,null,"6DR4004-3D",null,"6DR4004-8D","TGX:16300-1556","Either 6DR4004-8D (Plastic) or TGX:16300-1556 (SSt.) coupler required","http://support.automation.siemens.com/US/view/en/28027869","2015-02-18","Fortino: Added Remote Controls RC2 series"]
["Rotary","Remote Control","RCA",5,70,null,"6DR4004-1D",null,"6DR4004-8D","TGX:16300-1556","Either 6DR4004-8D (Plastic) or TGX:16300-1556 (SSt.) coupler required","http://support.automation.siemens.com/US/view/en/28027869","2014-07-08","Juenemann: Launch of tool - MLFBs transfered from former list into tool"]
["Rotary","Remote Control","RCD",5,70,null,"6DR4004-1D",null,"6DR4004-8D","TGX:16300-1556","Either 6DR4004-8D (Plastic) or TGX:16300-1556 (SSt.) coupler required","http://support.automation.siemens.com/US/view/en/28027869","2014-07-08","Juenemann: Launch of tool - MLFBs transfered from former list into tool"]
["Rotary","Remote Control","RCI",220,260,null,"6DR4004-1D",null,"6DR4004-8D","TGX:16300-1556","Either 6DR4004-8D (Plastic) or TGX:16300-1556 (SSt.) coupler required","http://support.automation.siemens.com/US/view/en/28027869","2014-07-08","Juenemann: Launch of tool - MLFBs transfered from former list into tool"]
["Rotary","Remote Control","RCI",410,440,null,"6DR4004-1D",null,"6DR4004-8D","TGX:16300-1556","Either 6DR4004-8D (Plastic) or TGX:16300-1556 (SSt.) coupler required","http://support.automation.siemens.com/US/view/en/28027869","2014-07-08","Juenemann: Launch of tool - MLFBs transfered from former list into tool"]
["Rotary","Remote Control","RCI",270,280,null,"6DR4004-3D",null,"6DR4004-8D","TGX:16300-1556","Either 6DR4004-8D (Plastic) or TGX:16300-1556 (SSt.) coupler required","http://support.automation.siemens.com/US/view/en/28027869","2014-07-08","Juenemann: Launch of tool - MLFBs transfered from former list into tool"]
["Rotary","Remote Control","RCI",445,460,null,"6DR4004-3D",null,"6DR4004-8D","TGX:16300-1556","Either 6DR4004-8D (Plastic) or TGX:16300-1556 (SSt.) coupler required","http://support.automation.siemens.com/US/view/en/28027869","2014-07-08","Juenemann: Launch of tool - MLFBs transfered from former list into tool"]
["Rotary","Remote Control","RCI",480,480,null,"6DR4004-4D",null,"6DR4004-8D","TGX:16300-1556","Either 6DR4004-8D (Plastic) or TGX:16300-1556 (SSt.) coupler required","http://support.automation.siemens.com/US/view/en/28027869","2014-07-08","Juenemann: Launch of tool - MLFBs transfered from former list into tool"]
["Rotary","Revo","R",6,50,null,"6DR4004-1D",null,"6DR4004-8D","TGX:16300-1556","Either 6DR4004-8D (Plastic) or TGX:16300-1556 (SSt.) coupler required","http://support.automation.siemens.com/US/view/en/28027869","2014-07-08","Juenemann: Launch of tool - MLFBs transfered from former list into tool"]
["Rotary","Revo","R","090F07","090F07",null,"6DR4004-1D",null,"6DR4004-8D","TGX:16300-1556","Either 6DR4004-8D (Plastic) or TGX:16300-1556 (SSt.) coupler required","http://support.automation.siemens.com/US/view/en/28027869","2014-07-08","Juenemann: Launch of tool - MLFBs transfered from former list into tool"]
["Rotary","Revo","R","090F10","090F10",null,"6DR4004-3D",null,"6DR4004-8D","TGX:16300-1556","Either 6DR4004-8D (Plastic) or TGX:16300-1556 (SSt.) coupler required","http://support.automation.siemens.com/US/view/en/28027869","2014-07-08","Juenemann: Launch of tool - MLFBs transfered from former list into tool"]
["Rotary","Revo","R",130,160,null,"6DR4004-3D",null,"6DR4004-8D","TGX:16300-1556","Either 6DR4004-8D (Plastic) or TGX:16300-1556 (SSt.) coupler required","http://support.automation.siemens.com/US/view/en/28027869","2014-07-08","Juenemann: Launch of tool - MLFBs transfered from former list into tool"]
["Rotary","Revo","R","H15","H15",null,"TGX:16300-RV1",null,"6DR4004-8D","TGX:16300-1556","Either 6DR4004-8D (Plastic) or TGX:16300-1556 (SSt.) coupler required","http://support.automation.siemens.com/US/view/en/28265030","2014-07-08","Juenemann: Launch of tool - MLFBs transfered from former list into tool"]
["Rotary","Rotadisk","F",32,720,null,"6DR4004-1D",null,"6DR4004-8D","TGX:16300-1556","Either 6DR4004-8D (Plastic) or TGX:16300-1556 (SSt.) coupler required","http://support.automation.siemens.com/US/view/en/28027869","2014-07-08","Juenemann: Launch of tool - MLFBs transfered from former list into tool"]
["Rotary","Rotadisk","F",1040,1280,null,"6DR4004-3D",null,"6DR4004-8D","TGX:16300-1556","Either 6DR4004-8D (Plastic) or TGX:16300-1556 (SSt.) coupler required","http://support.automation.siemens.com/US/view/en/28027869","2014-07-08","Juenemann: Launch of tool - MLFBs transfered from former list into tool"]
["Rotary","Rotadisk","F",14160,25640,null,"6DR4004-4D",null,"6DR4004-8D","TGX:16300-1556","Either 6DR4004-8D (Plastic) or TGX:16300-1556 (SSt.) coupler required","http://support.automation.siemens.com/US/view/en/28027869","2014-07-08","Juenemann: Launch of tool - MLFBs transfered from former list into tool"]
["Rotary","Rotex","ECV",40,175,null,"6DR4004-1D",null,"6DR4004-8D","TGX:16300-1556","Either 6DR4004-8D (Plastic) or TGX:16300-1556 (SSt.) coupler required","http://support.automation.siemens.com/US/view/en/28027869","2014-07-08","Juenemann: Launch of tool - MLFBs transfered from former list into tool"]
["Rotary","Rotex","ECV",200,350,null,"6DR4004-3D",null,"6DR4004-8D","TGX:16300-1556","Either 6DR4004-8D (Plastic) or TGX:16300-1556 (SSt.) coupler required","http://support.automation.siemens.com/US/view/en/28027869","2014-07-08","Juenemann: Launch of tool - MLFBs transfered from former list into tool"]
["Rotary","Rotork",10,10,10,null,"6DR4004-1D",null,"6DR4004-8D","TGX:16300-1556","Either 6DR4004-8D (Plastic) or TGX:16300-1556 (SSt.) coupler required","http://support.automation.siemens.com/US/view/en/28027869","2019-07-08","Fortino: Added another Namur solution"]
["Rotary","Rotork",20,20,20,null,"6DR4004-1D",null,"6DR4004-8D","TGX:16300-1556","Either 6DR4004-8D (Plastic) or TGX:16300-1556 (SSt.) coupler required","http://support.automation.siemens.com/US/view/en/28027869","2019-07-08","Fortino: Added another Namur solution"]
["Rotary","Rotork",30,30,30,null,"6DR4004-1D",null,"6DR4004-8D","TGX:16300-1556","Either 6DR4004-8D (Plastic) or TGX:16300-1556 (SSt.) coupler required","http://support.automation.siemens.com/US/view/en/28027869","2019-07-08","Fortino: Added another Namur solution"]
["Rotary","Rotork",60,60,60,null,"6DR4004-1D",null,"6DR4004-8D","TGX:16300-1556","Either 6DR4004-8D (Plastic) or TGX:16300-1556 (SSt.) coupler required","http://support.automation.siemens.com/US/view/en/28027869","2019-07-08","Fortino: Added another Namur solution"]
["Rotary","Rotork","CP New Style",35,35,null,"TGX:16300-RT13",null,"6DR4004-8D","TGX:16300-1556","Either 6DR4004-8D (Plastic) or TGX:16300-1556 (SSt.) coupler required","http://support.automation.siemens.com/US/view/en/28265030","2014-07-08","Juenemann: Launch of tool - MLFBs transfered from former list into tool"]
["Rotary","Rotork","CP New Style",45,45,null,"TGX:16300-RT14",null,"6DR4004-8D","TGX:16300-1556","Either 6DR4004-8D (Plastic) or TGX:16300-1556 (SSt.) coupler required","http://support.automation.siemens.com/US/view/en/28265030","2014-07-08","Juenemann: Launch of tool - MLFBs transfered from former list into tool"]
["Rotary","Rotork","CP New Style",55,55,null,"TGX:16300-RT17",null,"6DR4004-8D","TGX:16300-1556","Either 6DR4004-8D (Plastic) or TGX:16300-1556 (SSt.) coupler required","http://support.automation.siemens.com/US/view/en/28265030","2014-07-08","Juenemann: Launch of tool - MLFBs transfered from former list into tool"]
["Rotary","Rotork","CP New Style",65,65,null,"TGX:16300-RT15",null,"6DR4004-8D","TGX:16300-1556","Either 6DR4004-8D (Plastic) or TGX:16300-1556 (SSt.) coupler required","http://support.automation.siemens.com/US/view/en/28265030","2014-07-08","Juenemann: Launch of tool - MLFBs transfered from former list into tool"]
["Rotary","Rotork","CP Old Style",45,45,null,"TGX:16300-RT16",null,"6DR4004-8D","TGX:16300-1556","Either 6DR4004-8D (Plastic) or TGX:16300-1556 (SSt.) coupler required","http://support.automation.siemens.com/US/view/en/28265030","2014-07-08","Juenemann: Launch of tool - MLFBs transfered from former list into tool"]
["Rotary","Rotork","CP Old Style",65,65,null,"TGX:16152-510",null,"6DR4004-8D","TGX:16300-1556","Either 6DR4004-8D (Plastic) or TGX:16300-1556 (SSt.) coupler required","http://support.automation.siemens.com/US/view/en/28265030","2014-08-07","Fortino: Added link to instructions for Rotork, TGX:16152-510"]
["Rotary","Rotork","GP",85,85,null,"TGX:16300-RT11",null,"6DR4004-8D","TGX:16300-1556","Either 6DR4004-8D (Plastic) or TGX:16300-1556 (SSt.) coupler required","http://support.automation.siemens.com/US/view/en/28265030","2014-07-08","Juenemann: Launch of tool - MLFBs transfered from former list into tool"]
["Rotary","Rotork","GP",100,100,null,"TGX:16300-RT12",null,"6DR4004-8D","TGX:16300-1556","Either 6DR4004-8D (Plastic) or TGX:16300-1556 (SSt.) coupler required","http://support.automation.siemens.com/US/view/en/28265030","2014-07-08","Juenemann: Launch of tool - MLFBs transfered from former list into tool"]
["Rotary","Rotork","GP",161,161,null,"TGX:16300-RT18",null,"6DR4004-8D","TGX:16300-1556","Either 6DR4004-8D (Plastic) or TGX:16300-1556 (SSt.) coupler required","http://support.automation.siemens.com/US/view/en/28265030","2014-07-08","Juenemann: Launch of tool - MLFBs transfered from former list into tool"]
["Rotary","Rotork","GP",130,130,null,"TGX:16300-RT10",null,"6DR4004-8D","TGX:16300-1556","Either 6DR4004-8D (Plastic) or TGX:16300-1556 (SSt.) coupler required","http://support.automation.siemens.com/US/view/en/28265030","2014-07-08","Juenemann: Launch of tool - MLFBs transfered from former list into tool"]
["Rotary","Rotork","GT",33,127,null,"6DR4004-1D",null,"6DR4004-8D","TGX:16300-1556","Either 6DR4004-8D (Plastic) or TGX:16300-1556 (SSt.) coupler required","http://support.automation.siemens.com/US/view/en/28027869","2016-07-20","Fortino: Added Rotork GT actuator series"]
["Rotary","Rotork","GT",143,255,null,"6DR4004-3D",null,"6DR4004-8D","TGX:16300-1556","Either 6DR4004-8D (Plastic) or TGX:16300-1556 (SSt.) coupler required","http://support.automation.siemens.com/US/view/en/28027869","2016-07-20","Fortino: Added Rotork GT actuator series"]
["Rotary","Rotork","R",180,7000,null,"6DR4004-1D",null,"6DR4004-8D","TGX:16300-1556","Either 6DR4004-8D (Plastic) or TGX:16300-1556 (SSt.) coupler required","http://support.automation.siemens.com/US/view/en/28027869","2014-07-08","Juenemann: Launch of tool - MLFBs transfered from former list into tool"]
["Rotary","Rotork","RC2",20,65,null,"6DR4004-1D",null,"6DR4004-8D","TGX:16300-1556","Either 6DR4004-8D (Plastic) or TGX:16300-1556 (SSt.) coupler required","http://support.automation.siemens.com/US/view/en/28027869","2015-02-18","Fortino: Added Rotork RC2 series"]
["Rotary","Rotork","RC2",70,80,null,"6DR4004-3D",null,"6DR4004-8D","TGX:16300-1556","Either 6DR4004-8D (Plastic) or TGX:16300-1556 (SSt.) coupler required","http://support.automation.siemens.com/US/view/en/28027869","2015-02-18","Fortino: Added Rotork RC2 series"]
["Rotary","Rotork","RDA",52,100,null,"6DR4004-1D",null,"6DR4004-8D","TGX:16300-1556","Either 6DR4004-8D (Plastic) or TGX:16300-1556 (SSt.) coupler required","http://support.automation.siemens.com/US/view/en/28027869","2014-07-08","Juenemann: Launch of tool - MLFBs transfered from former list into tool"]
["Rotary","Rotork","RDA",115,270,null,"6DR4004-3D",null,"6DR4004-8D","TGX:16300-1556","Either 6DR4004-8D (Plastic) or TGX:16300-1556 (SSt.) coupler required","http://support.automation.siemens.com/US/view/en/28027869","2014-07-08","Juenemann: Launch of tool - MLFBs transfered from former list into tool"]
["Rotary","Rotork","RSR",52,100,null,"6DR4004-1D",null,"6DR4004-8D","TGX:16300-1556","Either 6DR4004-8D (Plastic) or TGX:16300-1556 (SSt.) coupler required","http://support.automation.siemens.com/US/view/en/28027869","2014-07-08","Juenemann: Launch of tool - MLFBs transfered from former list into tool"]
["Rotary","Rotork","RSR",115,270,null,"6DR4004-3D",null,"6DR4004-8D","TGX:16300-1556","Either 6DR4004-8D (Plastic) or TGX:16300-1556 (SSt.) coupler required","http://support.automation.siemens.com/US/view/en/28027869","2014-07-08","Juenemann: Launch of tool - MLFBs transfered from former list into tool"]
["Rotary","Rotork","SP",40,40,null,"TGX:16300-RT3",null,"6DR4004-8D","TGX:16300-1556","Either 6DR4004-8D (Plastic) or TGX:16300-1556 (SSt.) coupler required","http://support.automation.siemens.com/US/view/en/28265030","2014-07-08","Juenemann: Launch of tool - MLFBs transfered from former list into tool"]
["Rotary","Rotork","SP",50,50,null,"TGX:16300-RT4",null,"6DR4004-8D","TGX:16300-1556","Either 6DR4004-8D (Plastic) or TGX:16300-1556 (SSt.) coupler required","http://support.automation.siemens.com/US/view/en/28265030","2014-07-08","Juenemann: Launch of tool - MLFBs transfered from former list into tool"]
["Rotary","Rotork","SP",70,70,null,"TGX:16300-RT5",null,"6DR4004-8D","TGX:16300-1556","Either 6DR4004-8D (Plastic) or TGX:16300-1556 (SSt.) coupler required","http://support.automation.siemens.com/US/view/en/28265030","2014-07-08","Juenemann: Launch of tool - MLFBs transfered from former list into tool"]
["Rotary","Rotork","P",250,250,null,"TGX:16300-RT6",null,"6DR4004-8D","TGX:16300-1556","Either 6DR4004-8D (Plastic) or TGX:16300-1556 (SSt.) coupler required","http://support.automation.siemens.com/US/view/en/28265030","2014-07-08","Juenemann: Launch of tool - MLFBs transfered from former list into tool"]
["Rotary","Rotork","P",325,325,null,"TGX:16300-RT7",null,"6DR4004-8D","TGX:16300-1556","Either 6DR4004-8D (Plastic) or TGX:16300-1556 (SSt.) coupler required","http://support.automation.siemens.com/US/view/en/28265030","2014-07-08","Juenemann: Launch of tool - MLFBs transfered from former list into tool"]
["Rotary","Rotork","P",500,500,null,"TGX:16300-RT8",null,"6DR4004-8D","TGX:16300-1556","Either 6DR4004-8D (Plastic) or TGX:16300-1556 (SSt.) coupler required","http://support.automation.siemens.com/US/view/en/28265030","2014-07-08","Juenemann: Launch of tool - MLFBs transfered from former list into tool"]
["Rotary","Rotork","P",700,700,null,"TGX:16300-RT9",null,"6DR4004-8D","TGX:16300-1556","Either 6DR4004-8D (Plastic) or TGX:16300-1556 (SSt.) coupler required","http://support.automation.siemens.com/US/view/en/28265030","2014-07-08","Juenemann: Launch of tool - MLFBs transfered from former list into tool"]
["Rotary","Samson","BR 31a",15,150,null,"6DR4004-1D",null,"6DR4004-8D","TGX:16300-1556","Either 6DR4004-8D (Plastic) or TGX:16300-1556 (SSt.) coupler required","http://support.automation.siemens.com/US/view/en/28027869","2019-07-09","Fortino: Added another Namur solution"]
["Rotary","Samson","BR 31a",220,600,null,"6DR4004-2D",null,"6DR4004-8D","TGX:16300-1556","Either 6DR4004-8D (Plastic) or TGX:16300-1556 (SSt.) coupler required","http://support.automation.siemens.com/US/view/en/28027869","2019-07-09","Fortino: Added another Namur solution"]
["Rotary","Samson","BR 31a",900,5000,null,"6DR4004-4D",null,"6DR4004-8D","TGX:16300-1556","Either 6DR4004-8D (Plastic) or TGX:16300-1556 (SSt.) coupler required","http://support.automation.siemens.com/US/view/en/28027869","2019-07-09","Fortino: Added another Namur solution"]
["Rotary","Shafer","DS",17,48,null,"TGX:16152-496",null,"6DR4004-8D","TGX:16300-1556","Either 6DR4004-8D (Plastic) or TGX:16300-1556 (SSt.) coupler required","http://support.automation.siemens.com/US/view/en/28247043","2014-07-08","Juenemann: Launch of tool - MLFBs transfered from former list into tool"]
["Rotary","Sharpe","4x4",50,115,null,"6DR4004-1D",null,"6DR4004-8D","TGX:16300-1556","Either 6DR4004-8D (Plastic) or TGX:16300-1556 (SSt.) coupler required","http://support.automation.siemens.com/US/view/en/28027869","2016-07-20","Fortino: Added Sharpe 4x4 series"]
["Rotary","Sharpe","SP",50,100,null,"6DR4004-1D",null,"6DR4004-8D","TGX:16300-1556","Either 6DR4004-8D (Plastic) or TGX:16300-1556 (SSt.) coupler required","http://support.automation.siemens.com/US/view/en/28027869","2016-07-20"]
["Rotary","Sharpe","SP",115,270,null,"6DR4004-3D",null,"6DR4004-8D","TGX:16300-1556","Either 6DR4004-8D (Plastic) or TGX:16300-1556 (SSt.) coupler required","http://support.automation.siemens.com/US/view/en/28027869","2016-07-20"]
["Rotary","Sharpe","SPN II",50,100,null,"6DR4004-1D",null,"6DR4004-8D","TGX:16300-1556","Either 6DR4004-8D (Plastic) or TGX:16300-1556 (SSt.) coupler required","http://support.automation.siemens.com/US/view/en/28027869","2016-07-20","Fortino: Added Sharpe SPN II series"]
["Rotary","Sharpe","SPN II",115,160,null,"6DR4004-2D",null,"6DR4004-8D","TGX:16300-1556","Either 6DR4004-8D (Plastic) or TGX:16300-1556 (SSt.) coupler required","http://support.automation.siemens.com/US/view/en/28027869","2016-07-20","Fortino: Added Sharpe SPN II series"]
["Rotary","Sharpe","SPN II",180,200,null,"6DR4004-3D",null,"6DR4004-8D","TGX:16300-1556","Either 6DR4004-8D (Plastic) or TGX:16300-1556 (SSt.) coupler required","http://support.automation.siemens.com/US/view/en/28027869","2016-07-20","Fortino: Added Sharpe SPN II series"]
["Rotary","Sharpe","SPN II",240,300,null,"6DR4004-4D",null,"6DR4004-8D","TGX:16300-1556","Either 6DR4004-8D (Plastic) or TGX:16300-1556 (SSt.) coupler required","http://support.automation.siemens.com/US/view/en/28027869","2016-07-20","Fortino: Added Sharpe SPN II series"]
["Rotary","Sirca International S.R.L.","AP",1,4,null,"6DR4004-1D",null,"6DR4004-8D","TGX:16300-1556","Either 6DR4004-8D (Plastic) or TGX:16300-1556 (SSt.) coupler required","http://support.automation.siemens.com/US/view/en/28027869","2014-09-11"]
["Rotary","Sirca International S.R.L.","AP","4.5",6,null,"6DR4004-3D",null,"6DR4004-8D","TGX:16300-1556","Either 6DR4004-8D (Plastic) or TGX:16300-1556 (SSt.) coupler required","http://support.automation.siemens.com/US/view/en/28027869","2014-09-11","Juenemann: Changed Sirca International S.R.L. - AP from 4 to 4.5"]
["Rotary","Sirca International S.R.L.","AP",8,10,null,"6DR4004-4D",null,"6DR4004-8D","TGX:16300-1556","Either 6DR4004-8D (Plastic) or TGX:16300-1556 (SSt.) coupler required","http://support.automation.siemens.com/US/view/en/28027869","2014-09-11","Juenemann: Changed Sirca International S.R.L. - AP from 8 to 10"]
["Rotary","Somas","A",11,24,null,"6DR4004-2D",null,"6DR4004-8D","TGX:16300-1556","Either 6DR4004-8D (Plastic) or TGX:16300-1556 (SSt.) coupler required","http://support.automation.siemens.com/US/view/en/28027869","2016-07-22","Fortino: Added Somas actuator series Type A"]
["Rotary","Somas","A",31,34,null,"6DR4004-3D",null,"6DR4004-8D","TGX:16300-1556","Either 6DR4004-8D (Plastic) or TGX:16300-1556 (SSt.) coupler required","http://support.automation.siemens.com/US/view/en/28027869","2016-07-22","Fortino: Added Somas actuator series Type A"]
["Rotary","SPX","Power RAC R-Series",1,1,null,"TGX:16152-328",null,"6DR4004-8D","TGX:16300-1556","Either 6DR4004-8D (Plastic) or TGX:16300-1556 (SSt.) coupler required","http://support.automation.siemens.com/US/view/en/28029607","2015-02-18","Fortino: Added link to instructions for Power Rac R-series sizes 2 and 3.  Same instructions for size 1.\nFortino: Since the Copes Vulcan Power RAC actuator is also referred to as: DeZurik, Daniel and SPX, I'm listing these\nmounting solutions four times so a customer can find the mounting kit no matter how it was referenced."]
["Rotary","SPX","Power RAC R-Series",2,2,null,"TGX:16152-511",null,"6DR4004-8D","TGX:16300-1556","Either 6DR4004-8D (Plastic) or TGX:16300-1556 (SSt.) coupler required","http://support.automation.siemens.com/US/view/en/28029607","2015-02-18","Fortino: Added link to instructions for Power Rac R-series sizes 2 and 3.  Same instructions for size 1.\nFortino: Since the Copes Vulcan Power RAC actuator is also referred to as: DeZurik, Daniel and SPX, I'm listing these\nmounting solutions four times so a customer can find the mounting kit no matter how it was referenced."]
["Rotary","SPX","Power RAC R-Series",3,3,null,"TGX:16152-512",null,"6DR4004-8D","TGX:16300-1556","Either 6DR4004-8D (Plastic) or TGX:16300-1556 (SSt.) coupler required","http://support.automation.siemens.com/US/view/en/28029607","2015-02-18","Fortino: Added link to instructions for Power Rac R-series sizes 2 and 3.  Same instructions for size 1.\nFortino: Since the Copes Vulcan Power RAC actuator is also referred to as: DeZurik, Daniel and SPX, I'm listing these\nmounting solutions four times so a customer can find the mounting kit no matter how it was referenced."]
["Rotary","Sure-Seal","Sure-Seal",52,148,null,"6DR4004-1D",null,"6DR4004-8D","TGX:16300-1556","Either 6DR4004-8D (Plastic) or TGX:16300-1556 (SSt.) coupler required","http://support.automation.siemens.com/US/view/en/28027869","2014-07-08","Juenemann: Launch of tool - MLFBs transfered from former list into tool"]
["Rotary","SVF Flow Controls","Q",15,45,null,"6DR4004-1D",null,"6DR4004-8D","TGX:16300-1556","Either 6DR4004-8D (Plastic) or TGX:16300-1556 (SSt.) coupler required","http://support.automation.siemens.com/US/view/en/28027869","2015-02-18","Fortino: Added SVF Flow Controls Q series"]
["Rotary","SVF Flow Controls","Q",60,75,null,"6DR4004-3D",null,"6DR4004-8D","TGX:16300-1556","Either 6DR4004-8D (Plastic) or TGX:16300-1556 (SSt.) coupler required","http://support.automation.siemens.com/US/view/en/28027869","2015-02-18","Fortino: Added SVF Flow Controls Q series"]
["Rotary","Swiss Fluid","SPA-R",50,100,null,"6DR4004-1D",null,"6DR4004-8D","TGX:16300-1556","Either 6DR4004-8D (Plastic) or TGX:16300-1556 (SSt.) coupler required","http://support.automation.siemens.com/US/view/en/28027869","2019-07-08","Fortino: Added another Namur solution"]
["Rotary","Swiss Fluid","SPA-R",115,125,null,"6DR4004-3D",null,"6DR4004-8D","TGX:16300-1556","Either 6DR4004-8D (Plastic) or TGX:16300-1556 (SSt.) coupler required","http://support.automation.siemens.com/US/view/en/28027869","2019-07-08","Fortino: Added another Namur solution"]
["Rotary","Swiss Fluid","SPA-R",160,330,null,"6DR4004-4D",null,"6DR4004-8D","TGX:16300-1556","Either 6DR4004-8D (Plastic) or TGX:16300-1556 (SSt.) coupler required","http://support.automation.siemens.com/US/view/en/28027869","2019-07-08","Fortino: Added another Namur solution"]
["Rotary","Swiss Fluid","SPA-R",420,420,null,"TGX:16152-NM2",null,"6DR4004-8D","TGX:16300-1556","Either 6DR4004-8D (Plastic) or TGX:16300-1556 (SSt.) coupler required","http://support.automation.siemens.com/US/view/en/28027869","2019-07-08","Fortino: Added another Namur solution"]
["Rotary","Tech Torq","TDA",2,35,null,"6DR4004-1D",null,"6DR4004-8D","TGX:16300-1556","Either 6DR4004-8D (Plastic) or TGX:16300-1556 (SSt.) coupler required","http://support.automation.siemens.com/US/view/en/28027869","2014-07-08","Juenemann: Launch of tool - MLFBs transfered from former list into tool"]
["Rotary","Tech Torq","TDA",55,150,null,"6DR4004-3D",null,"6DR4004-8D","TGX:16300-1556","Either 6DR4004-8D (Plastic) or TGX:16300-1556 (SSt.) coupler required","http://support.automation.siemens.com/US/view/en/28027869","2014-07-08","Juenemann: Launch of tool - MLFBs transfered from former list into tool"]
["Rotary","Tech Torq","TSR",2,35,null,"6DR4004-1D",null,"6DR4004-8D","TGX:16300-1556","Either 6DR4004-8D (Plastic) or TGX:16300-1556 (SSt.) coupler required","http://support.automation.siemens.com/US/view/en/28027869","2014-07-08","Juenemann: Launch of tool - MLFBs transfered from former list into tool"]
["Rotary","Tech Torq","TSR",55,150,null,"6DR4004-3D",null,"6DR4004-8D","TGX:16300-1556","Either 6DR4004-8D (Plastic) or TGX:16300-1556 (SSt.) coupler required","http://support.automation.siemens.com/US/view/en/28027869","2014-07-08","Juenemann: Launch of tool - MLFBs transfered from former list into tool"]
["Rotary","Tecifi","DA",63,100,null,"6DR4004-1D",null,"6DR4004-8D","TGX:16300-1556","Either 6DR4004-8D (Plastic) or TGX:16300-1556 (SSt.) coupler required","http://support.automation.siemens.com/US/view/en/28027869","2014-07-08","Juenemann: Launch of tool - MLFBs transfered from former list into tool"]
["Rotary","Tecifi","DA",115,270,null,"6DR4004-3D",null,"6DR4004-8D","TGX:16300-1556","Either 6DR4004-8D (Plastic) or TGX:16300-1556 (SSt.) coupler required","http://support.automation.siemens.com/US/view/en/28027869","2014-07-08","Juenemann: Launch of tool - MLFBs transfered from former list into tool"]
["Rotary","Tecifi","SR",63,100,null,"6DR4004-1D",null,"6DR4004-8D","TGX:16300-1556","Either 6DR4004-8D (Plastic) or TGX:16300-1556 (SSt.) coupler required","http://support.automation.siemens.com/US/view/en/28027869","2014-07-08","Juenemann: Launch of tool - MLFBs transfered from former list into tool"]
["Rotary","Tecifi","SR",115,270,null,"6DR4004-3D",null,"6DR4004-8D","TGX:16300-1556","Either 6DR4004-8D (Plastic) or TGX:16300-1556 (SSt.) coupler required","http://support.automation.siemens.com/US/view/en/28027869","2014-07-08","Juenemann: Launch of tool - MLFBs transfered from former list into tool"]
["Rotary","Tork-Mate",890,0,10000,null,"6DR4004-1D",null,"6DR4004-8D","TGX:16300-1556","Either 6DR4004-8D (Plastic) or TGX:16300-1556 (SSt.) coupler required","http://support.automation.siemens.com/US/view/en/28027869","2014-07-08","Juenemann: Launch of tool - MLFBs transfered from former list into tool"]
["Rotary","Triac","THD Series 9",200,385,null,"6DR4004-3D",null,"6DR4004-8D","TGX:16300-1556","Either 6DR4004-8D (Plastic) or TGX:16300-1556 (SSt.) coupler required","http://support.automation.siemens.com/US/view/en/28027869","2014-07-08","Juenemann: Launch of tool - MLFBs transfered from former list into tool"]
["Rotary","Triac","SS",45,105,null,"6DR4004-1D",null,"6DR4004-8D","TGX:16300-1556","Either 6DR4004-8D (Plastic) or TGX:16300-1556 (SSt.) coupler required","http://support.automation.siemens.com/US/view/en/28027869","2014-07-08","Juenemann: Launch of tool - MLFBs transfered from former list into tool"]
["Rotary","Triac","SS",125,210,null,"6DR4004-3D",null,"6DR4004-8D","TGX:16300-1556","Either 6DR4004-8D (Plastic) or TGX:16300-1556 (SSt.) coupler required","http://support.automation.siemens.com/US/view/en/28027869","2014-07-08","Juenemann: Launch of tool - MLFBs transfered from former list into tool"]
["Rotary","Triac","2R",40,300,null,"6DR4004-1D",null,"6DR4004-8D","TGX:16300-1556","Either 6DR4004-8D (Plastic) or TGX:16300-1556 (SSt.) coupler required","http://support.automation.siemens.com/US/view/en/28027869","2014-07-08","Juenemann: Launch of tool - MLFBs transfered from former list into tool"]
["Rotary","Triac","2R",500,3500,null,"6DR4004-3D",null,"6DR4004-8D","TGX:16300-1556","Either 6DR4004-8D (Plastic) or TGX:16300-1556 (SSt.) coupler required","http://support.automation.siemens.com/US/view/en/28027869","2014-07-08","Juenemann: Launch of tool - MLFBs transfered from former list into tool"]
["Rotary","Triac","TR",20,300,null,"6DR4004-1D",null,"6DR4004-8D","TGX:16300-1556","Either 6DR4004-8D (Plastic) or TGX:16300-1556 (SSt.) coupler required","http://support.automation.siemens.com/US/view/en/28027869","2014-07-08","Juenemann: Launch of tool - MLFBs transfered from former list into tool"]
["Rotary","Triac","TR",500,1750,null,"6DR4004-3D",null,"6DR4004-8D","TGX:16300-1556","Either 6DR4004-8D (Plastic) or TGX:16300-1556 (SSt.) coupler required","http://support.automation.siemens.com/US/view/en/28027869","2014-07-08","Juenemann: Launch of tool - MLFBs transfered from former list into tool"]
["Rotary","Triac","SY","S05","S05",null,"6DR4004-1D",null,"6DR4004-8D","TGX:16300-1556","Either 6DR4004-8D (Plastic) or TGX:16300-1556 (SSt.) coupler required","http://support.automation.siemens.com/US/view/en/28265030","2019-07-08","Fortino: Replaced -TR5 with namur solution"]
["Rotary","Trueline","DA",20,1750,null,"6DR4004-2D",null,"6DR4004-8D","TGX:16300-1556","Either 6DR4004-8D (Plastic) or TGX:16300-1556 (SSt.) coupler required","http://support.automation.siemens.com/US/view/en/28027869","2014-07-08","Juenemann: Launch of tool - MLFBs transfered from former list into tool"]
["Rotary","Trueline","SR",20,1750,null,"6DR4004-2D",null,"6DR4004-8D","TGX:16300-1556","Either 6DR4004-8D (Plastic) or TGX:16300-1556 (SSt.) coupler required","http://support.automation.siemens.com/US/view/en/28027869","2014-07-08","Juenemann: Launch of tool - MLFBs transfered from former list into tool"]
["Rotary","TruTorq","TDA",2,20,null,"6DR4004-1D",null,"6DR4004-8D","TGX:16300-1556","Either 6DR4004-8D (Plastic) or TGX:16300-1556 (SSt.) coupler required","http://support.automation.siemens.com/US/view/en/28027869","2014-07-08","Juenemann: Launch of tool - MLFBs transfered from former list into tool"]
["Rotary","TruTorq","TDA",35,35,null,"6DR4004-2D",null,"6DR4004-8D","TGX:16300-1556","Either 6DR4004-8D (Plastic) or TGX:16300-1556 (SSt.) coupler required","http://support.automation.siemens.com/US/view/en/28027869","2014-07-08","Juenemann: Launch of tool - MLFBs transfered from former list into tool"]
["Rotary","TruTorq","TDA",55,150,null,"6DR4004-3D",null,"6DR4004-8D","TGX:16300-1556","Either 6DR4004-8D (Plastic) or TGX:16300-1556 (SSt.) coupler required","http://support.automation.siemens.com/US/view/en/28027869","2014-07-08","Juenemann: Launch of tool - MLFBs transfered from former list into tool"]
["Rotary","TruTorq","TSR",2,20,null,"6DR4004-1D",null,"6DR4004-8D","TGX:16300-1556","Either 6DR4004-8D (Plastic) or TGX:16300-1556 (SSt.) coupler required","http://support.automation.siemens.com/US/view/en/28027869","2014-07-08","Juenemann: Launch of tool - MLFBs transfered from former list into tool"]
["Rotary","TruTorq","TSR",35,35,null,"6DR4004-2D",null,"6DR4004-8D","TGX:16300-1556","Either 6DR4004-8D (Plastic) or TGX:16300-1556 (SSt.) coupler required","http://support.automation.siemens.com/US/view/en/28027869","2014-07-08","Juenemann: Launch of tool - MLFBs transfered from former list into tool"]
["Rotary","TruTorq","TSR",55,150,null,"6DR4004-3D",null,"6DR4004-8D","TGX:16300-1556","Either 6DR4004-8D (Plastic) or TGX:16300-1556 (SSt.) coupler required","http://support.automation.siemens.com/US/view/en/28027869","2014-07-08","Juenemann: Launch of tool - MLFBs transfered from former list into tool"]
["Rotary","TruTorq","TFR",250,250,null,"6DR4004-4D",null,"6DR4004-8D","TGX:16300-1556","Either 6DR4004-8D (Plastic) or TGX:16300-1556 (SSt.) coupler required","http://support.automation.siemens.com/US/view/en/28027869","2014-07-08","Juenemann: Launch of tool - MLFBs transfered from former list into tool"]
["Rotary","TruTorq","TSR",8,150,null,"TGX:16152-500",null,"Coupler included in kit","Coupler included in kit","Coupler included in kit","http://support.automation.siemens.com/US/view/en/28245020","2014-07-08","Juenemann: Launch of tool - MLFBs transfered from former list into tool"]
["Rotary","Tyco","MRP",4,4,null,"6DR4004-1D",null,"6DR4004-8D","TGX:16300-1556","Tyco part #F43011 and either 6DR4004-8D (Plastic) or TGX:16300-1556 (SSt.) coupler required","http://support.automation.siemens.com/US/view/en/28027869","2014-07-08","Juenemann: Launch of tool - MLFBs transfered from former list into tool"]
["Rotary","Tyco","MRP",9,14,null,"6DR4004-1D",null,"6DR4004-8D","TGX:16300-1556","Tyco part #F43012 and either 6DR4004-8D (Plastic) or TGX:16300-1556 (SSt.) coupler required","http://support.automation.siemens.com/US/view/en/28027869","2014-07-08","Juenemann: Launch of tool - MLFBs transfered from former list into tool"]
["Rotary","Tyco","MRP",25,88,null,"6DR4004-1D",null,"6DR4004-8D","TGX:16300-1556","Tyco part #F43013 and either 6DR4004-8D (Plastic) or TGX:16300-1556 (SSt.) coupler required","http://support.automation.siemens.com/US/view/en/28027869","2014-07-08","Juenemann: Launch of tool - MLFBs transfered from former list into tool"]
["Rotary","Ultraflo",100,6,13,null,"6DR4004-1D",null,"6DR4004-8D","TGX:16300-1556","Either 6DR4004-8D (Plastic) or TGX:16300-1556 (SSt.) coupler required","http://support.automation.siemens.com/US/view/en/28027869","2014-07-08","Juenemann: Launch of tool - MLFBs transfered from former list into tool"]
["Rotary","Ultraflo",100,16,26,null,"6DR4004-3D",null,"6DR4004-8D","TGX:16300-1556","Either 6DR4004-8D (Plastic) or TGX:16300-1556 (SSt.) coupler required","http://support.automation.siemens.com/US/view/en/28027869","2014-07-08","Juenemann: Launch of tool - MLFBs transfered from former list into tool"]
["Rotary","Ultratorq","U",20,295,null,"6DR4004-1D",null,"6DR4004-8D","TGX:16300-1556","Either 6DR4004-8D (Plastic) or TGX:16300-1556 (SSt.) coupler required","http://support.automation.siemens.com/US/view/en/28027869","2014-07-08","Juenemann: Launch of tool - MLFBs transfered from former list into tool"]
["Rotary","Ultratorq","U",586,2958,null,"6DR4004-3D",null,"6DR4004-8D","TGX:16300-1556","Either 6DR4004-8D (Plastic) or TGX:16300-1556 (SSt.) coupler required","http://support.automation.siemens.com/US/view/en/28027869","2014-07-08","Juenemann: Launch of tool - MLFBs transfered from former list into tool"]
["Rotary","UniTorq","M",20,470,null,"6DR4004-1D",null,"6DR4004-8D","TGX:16300-1556","Either 6DR4004-8D (Plastic) or TGX:16300-1556 (SSt.) coupler required","http://support.automation.siemens.com/US/view/en/28027869","2014-07-08","Juenemann: Launch of tool - MLFBs transfered from former list into tool"]
["Rotary","UniTorq","M",586,3720,null,"6DR4004-3D",null,"6DR4004-8D","TGX:16300-1556","Either 6DR4004-8D (Plastic) or TGX:16300-1556 (SSt.) coupler required","http://support.automation.siemens.com/US/view/en/28027869","2014-07-08","Juenemann: Launch of tool - MLFBs transfered from former list into tool"]
["Rotary","UniTorq","I",20,470,null,"6DR4004-1D",null,"6DR4004-8D","TGX:16300-1556","Either 6DR4004-8D (Plastic) or TGX:16300-1556 (SSt.) coupler required","http://support.automation.siemens.com/US/view/en/28027869","2014-07-08","Juenemann: Launch of tool - MLFBs transfered from former list into tool"]
["Rotary","UniTorq","I",586,3720,null,"6DR4004-3D",null,"6DR4004-8D","TGX:16300-1556","Either 6DR4004-8D (Plastic) or TGX:16300-1556 (SSt.) coupler required","http://support.automation.siemens.com/US/view/en/28027869","2014-07-08","Juenemann: Launch of tool - MLFBs transfered from former list into tool"]
["Rotary","Valbia","DA",52,100,null,"6DR4004-1D",null,"6DR4004-8D","TGX:16300-1556","Either 6DR4004-8D (Plastic) or TGX:16300-1556 (SSt.) coupler required","http://support.automation.siemens.com/US/view/en/28027869","2014-07-08","Juenemann: Launch of tool - MLFBs transfered from former list into tool"]
["Rotary","Valbia","DA",115,270,null,"6DR4004-3D",null,"6DR4004-8D","TGX:16300-1556","Either 6DR4004-8D (Plastic) or TGX:16300-1556 (SSt.) coupler required","http://support.automation.siemens.com/US/view/en/28027869","2014-07-08","Juenemann: Launch of tool - MLFBs transfered from former list into tool"]
["Rotary","Valbia","DA",330,330,null,"6DR4004-4D",null,"6DR4004-8D","TGX:16300-1556","Either 6DR4004-8D (Plastic) or TGX:16300-1556 (SSt.) coupler required","http://support.automation.siemens.com/US/view/en/28027869","2014-07-08","Juenemann: Launch of tool - MLFBs transfered from former list into tool"]
["Rotary","Valbia","SR",52,100,null,"6DR4004-1D",null,"6DR4004-8D","TGX:16300-1556","Either 6DR4004-8D (Plastic) or TGX:16300-1556 (SSt.) coupler required","http://support.automation.siemens.com/US/view/en/28027869","2014-07-08","Juenemann: Launch of tool - MLFBs transfered from former list into tool"]
["Rotary","Valbia","SR",115,270,null,"6DR4004-3D",null,"6DR4004-8D","TGX:16300-1556","Either 6DR4004-8D (Plastic) or TGX:16300-1556 (SSt.) coupler required","http://support.automation.siemens.com/US/view/en/28027869","2014-07-08","Juenemann: Launch of tool - MLFBs transfered from former list into tool"]
["Rotary","Valbia","SR",330,330,null,"6DR4004-4D",null,"6DR4004-8D","TGX:16300-1556","Either 6DR4004-8D (Plastic) or TGX:16300-1556 (SSt.) coupler required","http://support.automation.siemens.com/US/view/en/28027869","2016-07-21","Fortino: Added size 330 to Valbia listing"]
["Rotary","Valbia","INOX",52,100,null,"6DR4004-1D",null,"6DR4004-8D","TGX:16300-1556","Either 6DR4004-8D (Plastic) or TGX:16300-1556 (SSt.) coupler required","http://support.automation.siemens.com/US/view/en/28027869","2014-07-08","Juenemann: Launch of tool - MLFBs transfered from former list into tool"]
["Rotary","Valtek","Valdisk",25,25,null,"TGX:16152-565",null,"6DR4004-8D","TGX:16300-1556","Either 6DR4004-8D (Plastic) or TGX:16300-1556 (SSt.) coupler required","http://support.automation.siemens.com/US/view/en/28265028","2014-08-13","Fortino: Change Valtek Valdisc sizes from 3 and 4 to 25 and 50.  As per suggested by Flowserve via email in my Dupont folder"]
["Rotary","Valtek","Valdisk",50,50,null,"TGX:16152-565",null,"6DR4004-8D","TGX:16300-1556","Either 6DR4004-8D (Plastic) or TGX:16300-1556 (SSt.) coupler required","http://support.automation.siemens.com/US/view/en/28265028","2014-08-13","Fortino: Change Valtek Valdisc sizes from 3 and 4 to 25 and 50.  As per suggested by Flowserve via email in my Dupont folder"]
["Rotary","Valtek","Valdisk",100,100,null,"TGX:16152-469",null,"6DR4004-8D","TGX:16300-1556","Either 6DR4004-8D (Plastic) or TGX:16300-1556 (SSt.) coupler required","http://support.automation.siemens.com/US/view/en/28265030","2014-07-08","Juenemann: Launch of tool - MLFBs transfered from former list into tool"]
["Rotary","Valtek","Valdisk w/ Clutch",100,100,null,"TGX:16152-505",null,"6DR4004-8D","TGX:16300-1556","Either 6DR4004-8D (Plastic) or TGX:16300-1556 (SSt.) coupler required","http://support.automation.siemens.com/US/view/en/28265030","2014-07-08","Juenemann: Launch of tool - MLFBs transfered from former list into tool"]
["Rotary","VCI","AP",1,4,null,"6DR4004-1D",null,"6DR4004-8D","TGX:16300-1556","Either 6DR4004-8D (Plastic) or TGX:16300-1556 (SSt.) coupler required","http://support.automation.siemens.com/US/view/en/28027869","2014-07-08","Juenemann: Launch of tool - MLFBs transfered from former list into tool"]
["Rotary","VCI","AP",4.5,6,null,"6DR4004-3D",null,"6DR4004-8D","TGX:16300-1556","Either 6DR4004-8D (Plastic) or TGX:16300-1556 (SSt.) coupler required","http://support.automation.siemens.com/US/view/en/28027869","2014-07-08","Juenemann: Launch of tool - MLFBs transfered from former list into tool"]
["Rotary","VCI","AP",8,8,null,"6DR4004-4D",null,"6DR4004-8D","TGX:16300-1556","Either 6DR4004-8D (Plastic) or TGX:16300-1556 (SSt.) coupler required","http://support.automation.siemens.com/US/view/en/28027869","2014-07-08","Juenemann: Launch of tool - MLFBs transfered from former list into tool"]
["Rotary","Worcester","F39",10,20,null,"6DR4004-1D",null,"6DR4004-8D","TGX:16300-1556","Either 6DR4004-8D (Plastic) or TGX:16300-1556 (SSt.) coupler required","http://support.automation.siemens.com/US/view/en/28027869","2016-07-22","Fortino: Added Worcester F39 series (partial)"]
["Rotary","Worcester","F39",25,35,null,"6DR4004-2D",null,"6DR4004-8D","TGX:16300-1556","Either 6DR4004-8D (Plastic) or TGX:16300-1556 (SSt.) coupler required","http://support.automation.siemens.com/US/view/en/28027869","2016-07-22","Fortino: Added Worcester F39 series (partial)"]
["Rotary","Worcester","Revision 6",1039,2039,null,"6DR4004-1D",null,"6DR4004-8D","TGX:16300-1556","Either 6DR4004-8D (Plastic) or TGX:16300-1556 (SSt.) coupler required","http://support.automation.siemens.com/US/view/en/28027869","2014-07-08","Juenemann: Launch of tool - MLFBs transfered from former list into tool"]
["Rotary","Worcester","Revision 6",2539,3539,null,"6DR4004-2D",null,"6DR4004-8D","TGX:16300-1556","Either 6DR4004-8D (Plastic) or TGX:16300-1556 (SSt.) coupler required","http://support.automation.siemens.com/US/view/en/28027869","2014-07-08","Juenemann: Launch of tool - MLFBs transfered from former list into tool"]
["Rotary","Worcester","Revision 6",4039,4239,null,"6DR4004-4D",null,"6DR4004-8D","TGX:16300-1556","Either 6DR4004-8D (Plastic) or TGX:16300-1556 (SSt.) coupler required","http://support.automation.siemens.com/US/view/en/28027869","2014-07-08","Juenemann: Launch of tool - MLFBs transfered from former list into tool"]
["Rotary","Xomox","XS",6,50,null,"6DR4004-1D",null,"6DR4004-8D","TGX:16300-1556","Either 6DR4004-8D (Plastic) or TGX:16300-1556 (SSt.) coupler required","http://support.automation.siemens.com/US/view/en/28027869","2014-07-08","Juenemann: Launch of tool - MLFBs transfered from former list into tool"]
["Rotary","Xomox","XS",90,380,null,"6DR4004-3D",null,"6DR4004-8D","TGX:16300-1556","Either 6DR4004-8D (Plastic) or TGX:16300-1556 (SSt.) coupler required","http://support.automation.siemens.com/US/view/en/28027869","2014-07-08","Juenemann: Launch of tool - MLFBs transfered from former list into tool"]
["Rotary","Xomox","MX",60,60,null,"A5E48088396",null,"6DR4004-8D","TGX:16300-1556","Either 6DR4004-8D (Plastic) or TGX:16300-1556 (SSt.) coupler required","http://support.automation.siemens.com/US/view/en/28265030","2019-07-29","Fortino: Added new mounting solution from vendor's desig"]
["Rotary","Xomox","MX",200,200,null,"A5E48088397",null,"6DR4004-8D","TGX:16300-1556","Either 6DR4004-8D (Plastic) or TGX:16300-1556 (SSt.) coupler required","http://support.automation.siemens.com/US/view/en/28265030","2019-07-29","Fortino: Added new mounting solution from vendor's desig"]
["Rotary","Xomox","MX",450,1250,null,"A5E48088399",null,"6DR4004-8D","TGX:16300-1556","Either 6DR4004-8D (Plastic) or TGX:16300-1556 (SSt.) coupler required","http://support.automation.siemens.com/US/view/en/28265030","2019-07-29","Fortino: Added new mounting solution from vendor's desig"]